## Cost data collection
As found in literature | [12 empty] | Tritium Plant Capital Cost
No. | Reactor | Reactor Type | Confinement Type | Capacity [MW] | Cost Type | Readiness | Relative/Absolute | Value | Unit | Year | Reference | Comment
1 | ITER | Tokamak | Magnetic | 150 | Construction Cost | FOAK | Absolute | 25000000000 | USD | 2017 | Kramer (2023) |  |  | Reactor | Capacity [MW] | Capital Cost | Unit | Year | Reference | Comment
2 | 1 GW class | Tokamak | Magnetic | 1000 | COE | FOAK | Relative | 101 | USD/MWh | 2002 | Tokimatsu et al. (2002) |  |  | Starfire | 1200 | 38600000 | USD | 1980 | ANL (1980) | Secondary ref Woodruff et al (2016)
3 | "FPP" | n.a. | Diverse | 150 | OCC | 10th-of-a-kind | Absolute | 701000000 | USD | 2016 | Woodruff et al. (2017) | EAF: 60% (intial), up to 83%; OPEX from 4% to 2% cost fraction; up to 2.3% cost reduction rate in first 25 years from first introdction |  | Generomak - ESECOM | 1200 | 60500000 | USD | 1986 | Delene et al (1988) | Secondary ref Woodruff et al (2016)
4 | "FPP" | n.a. | Diverse | 150 | OCC | 10th-of-a-kind | Absolute | 1925000000 | USD | 2016 | Woodruff et al. (2017) | Four different fusion technologies: Stablized Liner Compressor, Plansa Jet Driven Magneto-Intertial Fusion, Staged Z-Pinch, Sheared Flow Stabilized Z-Pinch |  | ARIES-1 | 1000 | 43000000 | USD | 1980 | Wittenberg (1991) | Secondary ref Woodruff et al (2016)
5 | FPP | Tokamak | Magnetic | 1200 | OCC | n.a. | Absolute | 2273100000 | USD | 1986 | Delene et al (1988) | Four different fusion technologies: Stablized Liner Compressor, Plansa Jet Driven Magneto-Intertial Fusion, Staged Z-Pinch, Sheared Flow Stabilized Z-Pinch |  | ESECOM-He/Li2O | 1200 | 58000000 | USD | 1980 | Wittenberg (1991) | Secondary ref Woodruff et al (2016)
6 | FPP | Tokamak | Magnetic | 1200 | O&M Cost | n.a. | Absolute | 60610000 | USD | 1986 | Delene et al (1988) | Contingency: 341 M USD |  | ESECOM-V/Li* | 1200 | 112000000 | USD | 1980 | Wittenberg (1991) | Secondary ref Woodruff et al (2016)
7 | FPP | Tokamak | Magnetic | 1200 | Fuel Cost | n.a. | Absolute | 62930000 | USD | 1986 | Delene et al (1988) |  |  | ITER | 150 | 36600000 | USD | 1989 | IAEA (2001) | Secondary ref Woodruff et al (2016)
8 | FPP | Tokamak | Magnetic | 1200 | Fuel Cost | n.a. | Relative | 8.81 | mills/kWh | 1986 | Delene et al (1988) |  |  | Magnetic Fusion Production Reactor | 336 | 45000000 | USD | 1982 | Moir (1986) | Secondary ref Woodruff et al (2016)
9 | Starfire | Tokamak | Magnetic | 1200 | OCC | n.a. | Absolute | 1726480000 | USD | 1980 | ANL (1980) | note: 9.21 mills/kWh |  | HYLIFE-II | 1000 | 4600000 | USD | 1988
10 | Starfire | Tokamak | Magnetic | 1200 | TCC | n.a. | Absolute | 3197890000 | USD | 1986 | ANL (1980) | note: including engineering services and other costs: 2123.57 MUSD; TCC: 2400.27 MUSD
11 | ARIES-1 (incl. Breeder) | Tokamak | Magnetic | 1000 | OCC | n.a. | Absolute | 543000000 | USD | 1990 | Wittenberg (1991) | idc = 671.69; escalation during construction: 402.63
12 | ARIES-1 (Non-Breeder) | Tokamak | Magnetic | 1148 | OCC | n.a. | Absolute | 208000000 | USD | 1990 | Wittenberg (1991) | note: 72 mills/kWh; Reactor based on Najmadadi et al (1990)
13 | ESECOM-HE/Li (Breeder) | Tokamak | Magnetic | 1200 | OCC | n.a. | Absolute | 114000000 | USD | 1990 | Wittenberg (1991) | note: 72 mills/kWh; Reactor based on Najmadadi et al (1990)
14 | ESECOM-HE/Li (Non-Breeder) | Tokamak | Magnetic | 1424 | OCC | n.a. | Absolute | 242000000 | USD | 1990 | Wittenberg (1991) | note: 57 mill/kWh, Reactor based on Holdren et al (1991)
15 | ESECOM-V/Li (Breeder) | Tokamak | Magnetic | 1200 | OCC | n.a. | Absolute | 126000000 | USD | 1990 | Wittenberg (1991) | note: 57 mill/kWh, Reactor based on Holdren et al (1991)
16 | ESECOM-V/Li (Non-Breeder) | Tokamak | Magnetic | 1424 | OCC | n.a. | Absolute | 174000000 | USD | 1990 | Wittenberg (1991) | note: 63 mills/kWh, Reactor based on Holdren et al (1991)
17 | ITER | Tokamak | Magnetic | 150 | OCC | FOAK | Absolute | 2754700000000 | USD | 1989 | IAEA (2001) | note: 63 mills/kWh, Reactor based on Holdren et al (1991)
18 | TMPR | Tandem Mirror | Magnetic | 400 | OCC | n.a. | Absolute | 1117000000 | USD | 1986 | Moir (1986)
19 | V-Li/TOK (level safety assurance = 4) | Tokamak | Magnetic | 1200 | OCC | n.a. | Absolute | 3410000000 | USD | 1990 | Delene (1991)
20 | V-Li/TOK (level safety assurance = 3) | Tokamak | Magnetic | 1200 | OCC | n.a. | Absolute | 3016000000 | USD | 1990 | Delene (1991) | Capacity factor: 75%; Plant startup: 2025; Levelization period (lifetime)=30y; WACC = 6.05%
21 | ARIES-1 | Tokamak | Magnetic | 1200 | OCC | n.a. | Absolute | 4092000000 | USD | 1990 | Delene (1991)
22 | FPP_min | n.a. | n.a. | n.a. | OCC | NOAK | Relative | 5000 | EUR/kW | 2018 | Müller et al (2019)
23 | FPP_mid | n.a. | n.a. | n.a. | OCC | NOAK | Relative | 7000 | EUR/kW | 2018 | Müller et al (2019)
24 | FPP_max | n.a. | n.a. | n.a. | OCC | NOAK | Relative | 10000 | EUR/kW | 2018 | Müller et al (2019)
25 | Commercial breeder | Tokamak | Magnetic | 1100 | OCC | NOAK | Absolute | 3637000000 | USD | 1982 | Lee (1987)
26 | V-Li/TOK | Tokamak | Magnetic | 1200 | COE | n.a. | Relative | 60 | mills/kWh | 1990 | Delene (1991)
27 | ARIES-1 | Tokamak | Magnetic | 1200 | COE | n.a. | Relative | 60 | mills/kWh | 1990 | Delene (1991)
28 | Generomak - ESECOM | Tokamak | Magnetic | 1200 | O&M Cost | NOAK | Relative | 8.9 | mills/kWh | 1986 | Delene et al (1988)
29 | ARIES-1 | Tokamak | Magnetic | 1000 | O&M Cost | NOAK | Absolute | 11000000 | USD | 1980 | Wittenberg (1991)
30 | ESECOM-He/LiO | Tokamak | Magnetic | 1200 | O&M Cost | NOAK | Absolute | 2000000 | USD | 1980 | Wittenberg (1991)
31 | ESECOM-V/Li | Tokamak | Magnetic | 1200 | O&M Cost | NOAK | Absolute | 3000000 | USD | 1980 | Wittenberg (1991)
32 | ITER | Tokamak | Magnetic | 150 | O&M Cost | FOAK | Absolute | 188000000 | USD | 1989 | IAEA (2001)
33 | ARIES_high | Tokamak | Magnetic | 150 | O&M Cost | NOAK | Relative | 9.2 | mills/kWh | 1989 | Krakowski (1995)
34 | ARIES_low | Tokamak | Magnetic | 150 | O&M Cost | NOAK | Relative | 7.5 | mills/kWh | 1989 | Krakowski (1995)
35 | Generic Magnetic Fusion Reactor | Tokamak | Magnetic | 1000 | O&M Cost | NOAK | Absolute | 49100000 | USD | 1983 | Moir (1992)
36 | HYLIFE-II | Tokamak | Magnetic | 1083 | OCC | NOAK | Absolute | 4654700000 | USD | 1988 | Moir (1992)
37 | HYLIFE-II | Tokamak | Magnetic | 1083 | COE | NOAK | Absolute | 90.4 | USD/MWh | 1988 | Moir (1992)
38 | ARIES-I | Tokamak | Magnetic | 1000 | OCC | NOAK | Absolute | 4395000000 | USD | 1994 | Krakowski (1995)
39 | ARIES-II | Tokamak | Magnetic | 1000 | OCC | NOAK | Absolute | 4168300000 | USD | 1994 | Krakowski (1995)
40 | ARIES-III | Tokamak | Magnetic | 1000 | OCC | NOAK | Absolute | 4241900000 | USD | 1994 | Krakowski (1995)
41 | ARIES-IV | Tokamak | Magnetic | 1000 | OCC | NOAK | Absolute | 3668800000 | USD | 1994 | Krakowski (1995)
42 | FPP | Tokamak | Magnetic | 1200 | OCC | NOAK | Absolute | 3428000000 | USD | 2020 | Takeda et al. (2020)
43 | DEMO2 | Tokamak | Magnetic | 953 | OCC | NOAK | Absolute | 7516000000 | USD | 2018 | Entler et al. (2018)
44 | New ARIES | Tokamak | Magnetic | 1000 | OCC | NOAK | Absolute | 2413550000 | USD | 1992 | Drakojlovic et al. (2010)
45 | New ARIES | Tokamak | Magnetic | 1000 | COE | NOAK | Relative | 47.12 | mills/kWh | 1992 | Drakojlovic et al. (2010)
46 | FPP_avg | n.a. | Diverse | 517 | OCC | NOAK | Absolute | 1171800000 | USD | 2016 | Woodruff et al. (2020)
47 | FPP_low | n.a. | Diverse | 383.1 | OCC | NOAK | Absolute | 799800000 | USD | 2016 | Woodruff et al. (2020) | Four different fusion technologies: Stablized Liner Compressor, Plansa Jet Driven Magneto-Intertial Fusion, Staged Z-Pinch, Sheared Flow Stabilized Z-Pinch
48 | FPP_high | n.a. | Diverse | 814.4 | OCC | NOAK | Absolute | 1572000000 | USD | 2016 | Woodruff et al. (2020) | Four different fusion technologies: Stablized Liner Compressor, Plansa Jet Driven Magneto-Intertial Fusion, Staged Z-Pinch, Sheared Flow Stabilized Z-Pinch
49 | ARIES | Tokamak | Magnetic | 1000 | OCC | NOAK | Relative | 5616 | USD/kW | 2015 | Kessel et al. (2015) as cited by Lindley et al. (2023)
50 | ARIES-AT | Tokamak | Magnetic | 1000 | OCC | NOAK | Relative | 2849 | USD/kW | 2000 | Han and Ward (2009)
51 | PPCS-A | Tokamak | Magnetic | 1000 | OCC | NOAK | Relative | 5625 | USD/kW | 2000 | Han and Ward (2009)
52 | PPCS-B | Tokamak | Magnetic | 1000 | OCC | NOAK | Relative | 5215 | USD/kW | 2000 | Han and Ward (2009)
53 | PPCS-C | Tokamak | Magnetic | 1000 | OCC | NOAK | Relative | 4155 | USD/kW | 2000 | Han and Ward (2009)
54 | PPCS-D | Tokamak | Magnetic | 1000 | OCC | NOAK | Relative | 2868 | USD/kW | 2000 | Han and Ward (2009)
55 | Fusion basic early | Tokamak | Magnetic | 1000 | OCC | NOAK | Relative | 3940 | USD/kW | 2000 | Han and Ward (2009) | 10th of a kind
56 | Fusion basic early mature | Tokamak | Magnetic | 1000 | OCC | NOAK | Relative | 2950 | USD/kW | 2000 | Han and Ward (2009) | 100th of a kind
57 | Fusion Advanced early | Tokamak | Magnetic | 1000 | OCC | NOAK | Relative | 2820 | USD/kW | 2000 | Han and Ward (2009) | 10th of a kind
58 | Fusion Advanced mature | Tokamak | Magnetic | 1000 | OCC | NOAK | Relative | 2170 | USD/kW | 2000 | Han and Ward (2009) | 100th of a kind
59 | With Central Solenoid min | Tokamak | Magnetic | 1000 | OCC | NOAK | Absolute | 5000000000 | USD | 2020 | Jo et al. (2021)
60 | With Central Solenoid max | Tokamak | Magnetic | 1600 | OCC | NOAK | Absolute | 6000000000 | USD | 2020 | Jo et al. (2021)
61 | No Central Solenoid | Tokamak | Magnetic | 1000 | OCC | NOAK | Absolute | 4000000000 | USD | 2020 | Jo et al. (2021)
62 | No Central Solenoid | Tokamak | Magnetic | 1420 | OCC | NOAK | Absolute | 5000000000 | USD | 2020 | Jo et al. (2021)
63 | With Central Solenoid min | Tokamak | Magnetic | 1000 | COE | NOAK | Relative | 109 | mills/kWh | 2020 | Jo et al. (2021)
64 | With Central Solenoid max | Tokamak | Magnetic | 1600 | COE | NOAK | Relative | 140 | mills/kWh | 2020 | Jo et al. (2021)
65 | No Central Solenoid | Tokamak | Magnetic | 1000 | COE | NOAK | Relative | 98 | mills/kWh | 2020 | Jo et al. (2021)
66 | No Central Solenoid | Tokamak | Magnetic | 1420 | COE | NOAK | Relative | 130 | mills/kWh | 2020 | Jo et al. (2021)
67 | Early large | Tokamak | Magnetic | 1000 | OCC | NOAK | Relative | 11580 | USD/kW | 2020 | Lindley et al. (2023)
68 | Early large (10th-OAK) | Tokamak | Magnetic | 1000 | OCC | NOAK | Relative | 8171 | USD/kW | 2020 | Lindley et al. (2023) | 10th of a kind
69 | Advanced Large | Tokamak | Magnetic | 1000 | OCC | NOAK | Relative | 7733 | USD/kW | 2020 | Lindley et al. (2023)
70 | Advanced Large (10th of a kind) | Tokamak | Magnetic | 1000 | OCC | NOAK | Relative | 5733 | USD/kW | 2020 | Lindley et al. (2023) | 10th of a kind
71 | Small | Tokamak | Magnetic | 100 | OCC | NOAK | Relative | 16343 | USD/kW | 2020 | Lindley et al. (2023)
72 | Small (10th of a kind) | Tokamak | Magnetic | 100 | OCC | NOAK | Relative | 12095 | USD/kW | 2020 | Lindley et al. (2023)
73 | Small (75th of a kind) | Tokamak | Magnetic | 100 | OCC | NOAK | Relative | 7219 | USD/kW | 2020 | Lindley et al. (2023)
74 | Early large (10th-OAK) 5% Discount Rate | Tokamak | Magnetic | 1000 | LCOE | NOAK | Relative | 157 | USD/MWh | 2020 | Lindley et al. (2023)
75 | Advanced Large (10th of a kind) 5% Discount Rate | Tokamak | Magnetic | 1000 | LCOE | NOAK | Relative | 84 | USD/MWh | 2020 | Lindley et al. (2023)
76 | Small (75th of a kind) 5% Discount Rate | Tokamak | Magnetic | 100 | LCOE | NOAK | Relative | 100 | USD/MWh | 2020 | Lindley et al. (2023)
77 | Early large (10th-OAK) 7% Discount Rate | Tokamak | Magnetic | 1000 | LCOE | NOAK | Relative | 200 | USD/MWh | 2020 | Lindley et al. (2023)
78 | Advanced Large (10th of a kind) 7% Discount Rate | Tokamak | Magnetic | 1000 | LCOE | NOAK | Relative | 106 | USD/MWh | 2020 | Lindley et al. (2023)
79 | Small (75th of a kind) 7% Discount Rate | Tokamak | Magnetic | 100 | LCOE | NOAK | Relative | 121 | USD/MWh | 2020 | Lindley et al. (2023)
80 | Early large (10th-OAK) 9% Discount Rate | Tokamak | Magnetic | 1000 | LCOE | NOAK | Relative | 255 | USD/MWh | 2020 | Lindley et al. (2023)
81 | Advanced Large (10th of a kind) 9% Discount Rate | Tokamak | Magnetic | 1000 | LCOE | NOAK | Relative | 122 | USD/MWh | 2020 | Lindley et al. (2023)
82 | Small (75th of a kind) 9% Discount Rate | Tokamak | Magnetic | 100 | LCOE | NOAK | Relative | 145 | USD/MWh | 2020 | Lindley et al. (2023)
83 | PPCS Model A Min | Tokamak | Magnetic | 1546 | LCOE | NOAK | Relative | 50 | EUR/MWh | 2004 | Maisonnier et al. (2007)
84 | PPCS Model A Max | Tokamak | Magnetic | 1546 | LCOE | NOAK | Relative | 90 | EUR/MWh | 2004 | Maisonnier et al. (2007)
85 | PPCS Model AB Min | Tokamak | Magnetic | 1500 | LCOE | NOAK | Relative | 50 | EUR/MWh | 2004 | Maisonnier et al. (2007)
86 | PPCS Model AB Max | Tokamak | Magnetic | 1500 | LCOE | NOAK | Relative | 90 | EUR/MWh | 2004 | Maisonnier et al. (2007)
87 | PPCS Model B Min | Tokamak | Magnetic | 1332 | LCOE | NOAK | Relative | 40 | EUR/MWh | 2004 | Maisonnier et al. (2007)
88 | PPCS Model B Max | Tokamak | Magnetic | 1332 | LCOE | NOAK | Relative | 80 | EUR/MWh | 2004 | Maisonnier et al. (2007)
89 | PPCS Model C Min | Tokamak | Magnetic | 1449 | LCOE | NOAK | Relative | 40 | EUR/MWh | 2004 | Maisonnier et al. (2007)
90 | PPCS Model C Max | Tokamak | Magnetic | 1449 | LCOE | NOAK | Relative | 70 | EUR/MWh | 2004 | Maisonnier et al. (2007)
91 | PPCS Model D Min | Tokamak | Magnetic | 1527 | LCOE | NOAK | Relative | 30 | EUR/MWh | 2004 | Maisonnier et al. (2007)
92 | PPCS Model D Max | Tokamak | Magnetic | 1527 | LCOE | NOAK | Relative | 50 | EUR/MWh | 2004 | Maisonnier et al. (2007)
93 | n.a. | n.a. | n.a. | 1000 | LCOE | NOAK | Relative | 70 | USD/MWh | 1996 | Cook et al. (2002) | Fig. 2
94 | n.a. | n.a. | n.a. | 1000 | LCOE | NOAK | Relative | 80 | USD/MWh | 1996 | Cook et al. (2002) | Fig. 2
95 | n.a. | n.a. | n.a. | 1000 | LCOE | NOAK | Relative | 90 | USD/MWh | 1996 | Cook et al. (2002) | Fig. 2
96 | n.a. | n.a. | n.a. | 1000 | LCOE | NOAK | Relative | 100 | USD/MWh | 1996 | Cook et al. (2002) | Fig. 2
97 | n.a. | n.a. | n.a. | 1000 | LCOE | NOAK | Relative | 110 | USD/MWh | 1996 | Cook et al. (2002) | Fig. 2
98 | n.a. | n.a. | n.a. | 1000 | LCOE | NOAK | Relative | 120 | USD/MWh | 1996 | Cook et al. (2002) | Fig. 2
99 | n.a. | n.a. | n.a. | 1000 | LCOE | NOAK | Relative | 130 | USD/MWh | 1996 | Cook et al. (2002) | Fig. 2
100 | Reactor type 1 | Tokamak | Magnetic | 1400 | LCOE | NOAK | Relative | 45 | USD/MWh | 2004 | Magaud et al. (2004)
101 | Reactor type 1 | Tokamak | Magnetic | 1400 | LCOE | NOAK | Relative | 65 | USD/MWh | 2004 | Magaud et al. (2004)
102 | Reactor type 1 | Tokamak | Magnetic | 1400 | LCOE | NOAK | Relative | 90 | USD/MWh | 2004 | Magaud et al. (2004)
103 | n.a. | Heavy Ion Fusion | Magnetic | 3000 | OCC | NOAK | Relative | 7978 | USD/kW | 2014 | Helsley and Burke (2014)
104 | Full Superconducting Tokamak | Tokamak | Magnetic | 2579.4 | OCC | NOAK | Relative | 2579.4 | USD/kW | 2009 | Chen et al. (2015)
105 | Water-cooling Cu magnets | Tokamak | Magnetic | 1414.5 | OCC | NOAK | Relative | 1414.5 | USD/kW | 2009 | Chen et al. (2015)
106 | LIFE1 | LIFE | Inertia | 400 | OCC | FOAK | Absolute | 4000000000 | USD | 2010 | Anklam et al. (2011)
107 | LIFE1 | LIFE | Inertia | 400 | OCC | FOAK | Absolute | 6000000000 | USD | 2010 | Anklam et al. (2011)
108 | LIFE2 | LIFE | Inertia | 2200 | OCC | NOAK | Absolute | 4000000000 | USD | 2010 | Anklam et al. (2011)
109 | LIFE2 | LIFE | Inertia | 2200 | OCC | NOAK | Absolute | 6000000000 | USD | 2010 | Anklam et al. (2011)
110 | LIFE3 | LIFE | Inertia | 2660 | OCC | NOAK | Absolute | 4000000000 | USD | 2010 | Anklam et al. (2011)
111 | LIFE3 | LIFE | Inertia | 2660 | OCC | NOAK | Absolute | 6000000000 | USD | 2010 | Anklam et al. (2011)
112 | ESECOM GENEROMAK Li/Li/V | Tokamak | Magnetic | 1200 | LCOE | NOAK | Relative | 57 | mills/kWh | 1988 | Conn et al. (1990)
113 | TITAN-I | Other | Magnetic | 970 | LCOE | NOAK | Relative | 40 | mills/kWh | 1988 | Conn et al. (1990)
114 | ARIES-I | Tokamak | Magnetic | 1000 | LCOE | NOAK | Relative | 69 | mills/kWh | 1988 | Conn et al. (1990)
115 | MARS | Mirror Advanced Reacotr | n.a. | 1198 | OCC | NOAK | Absolute | 3340000000 | USD | 1985 | Berwald et al. (1987)
116 | Fusion Breeder | Other | n.a. | 1990 | OCC | NOAK | Absolute | 5405000000 | USD | 1985 | Berwald et al. (1987)
117 | ARIES-RS | Tokamak | Magnetic | 1000 | OCC | NOAK | Absolute | 3121500000 | USD | 1999 | Delene et al (2000)
118 | ARIES-ST | Tokamak | Magnetic | 1000 | OCC | NOAK | Absolute | 3440800000 | USD | 1999 | Delene et al (2000)
119 | n.a. | Tokamak | Magnetic | 1500 | OCC | NOAK | Relative | 4000 | EUR/kW | 2011 | Bednyagin & Gnansounou (2011)
120 | n.a. | Tokamak | Magnetic | 1500 | OCC | NOAK | Relative | 3100 | EUR/kW | 2011 | Bednyagin & Gnansounou (2011)
121 | n.a. | Tokamak | Magnetic | 1500 | OCC | NOAK | Relative | 2200 | EUR/kW | 2011 | Bednyagin & Gnansounou (2011)
122 | n.a. | Tokamak | Magnetic | 1500 | LCOE | NOAK | Relative | 34.3 | EUR/MWh | 2011 | Bednyagin & Gnansounou (2011) | LCOE min
123 | n.a. | Tokamak | Magnetic | 1500 | LCOE | NOAK | Relative | 78.4 | EUR/MWh | 2011 | Bednyagin & Gnansounou (2011) | LCOE max
124 | n.a. | Advanced Tokamak | Magnetic | n.a. | LCOE | NOAK | Relative | 86 | EUR/MWh | 1990 | Hender et al. (1996) | Abgelesen
125 | n.a. | Nominal Tokamak | Magnetic | n.a. | LCOE | NOAK | Relative | 76 | EUR/MWh | 1990 | Hender et al. (1996) | Abgelesen
126 | n.a. | Spherical Tokamak | Magnetic | n.a. | LCOE | NOAK | Relative | 74 | EUR/MWh | 1990 | Hender et al. (1996) | Abgelesen
127 | n.a. | Helical Reactor | Magnetic | 1604 | OCC | NOAK | Absolute | 7270000000 | USD | 2002 | Kozaki et al. (2009)
128 | n.a. | Helical Reactor | Magnetic | 1601 | OCC | NOAK | Absolute | 7393000000 | USD | 2002 | Kozaki et al. (2009)
129 | n.a. | Helical Reactor | Magnetic | 1598 | OCC | NOAK | Absolute | 7705000000 | USD | 2002 | Kozaki et al. (2009)
130 | n.a. | Helical Reactor | Magnetic | 1598 | OCC | NOAK | Absolute | 6735000000 | USD | 2002 | Kozaki et al. (2009)
131 | n.a. | Helical Reactor | Magnetic | 1604 | LCOE | NOAK | Relative | 79 | mills/kWh | 2002 | Kozaki et al. (2009)
132 | n.a. | Helical Reactor | Magnetic | 1601 | LCOE | NOAK | Relative | 78.5 | mills/kWh | 2002 | Kozaki et al. (2009)
133 | n.a. | Helical Reactor | Magnetic | 1598 | LCOE | NOAK | Relative | 80.3 | mills/kWh | 2002 | Kozaki et al. (2009)
134 | n.a. | Helical Reactor | Magnetic | 1598 | LCOE | NOAK | Relative | 90.9 | mills/kWh | 2002 | Kozaki et al. (2009)
135 | ARIES | Tokamak | Magnetic | 1200 | OCC | NOAK | Absolute | 3916000000 | USD | 1990 | Miller et al. (1991)
136 | n.a. | Tokamak | Magnetic | 1200 | OCC | NOAK | Absolute | 7763000000 | USD | 1990 | Miller et al. (1991)
137 | ARIES | Tokamak | Magnetic | 1200 | COE | NOAK | Relative | 78.7 | mills/kWh | 1990 | Miller et al. (1991)
138 | n.a. | Tokamak | Magnetic | 1200 | COE | NOAK | Relative | 105.1 | mills/kWh | 1990 | Miller et al. (1991)
139 | n.a. | n.a. | n.a. | 1185 | OCC | NOAK | Absolute | 3609000000 | USD | 1976 | Tsoulfanidis (1981)
140 | n.a. | Tokamak | Magnetic | n.a. | OCC | NOAK | Relative | 2400 | USD/kW | 2003 | Tokimatsu et al. (2003) | Low
141 | n.a. | Tokamak | Magnetic | n.a. | OCC | NOAK | Relative | 4480 | USD/kW | 2003 | Tokimatsu et al. (2003) | High
142 | n.a. | Tokamak | Magnetic | n.a. | COE | NOAK | Relative | 70 | mills/kWh | 2003 | Tokimatsu et al. (2003) | low
143 | n.a. | Tokamak | Magnetic | n.a. | COE | NOAK | Relative | 130 | mills/kWh | 2003 | Tokimatsu et al. (2003) | High
144 | ARIES-1 (Non-Breeder) | Tokamak | Magnetic | 1148 | COE | NOAK | Relative | 72 | mills/kWh | 1990 | Wittenberg (1991)
145 | ESECOM-HE/Li (Breeder) | Tokamak | Magnetic | 1200 | COE | NOAK | Relative | 72 | mills/kWh | 1990 | Wittenberg (1991)
146 | ESECOM-HE/Li (Non-Breeder) | Tokamak | Magnetic | 1424 | COE | NOAK | Relative | 57 | mills/kWh | 1990 | Wittenberg (1991)
147 | ESECOM-V/Li (Breeder) | Tokamak | Magnetic | 1200 | COE | NOAK | Relative | 57 | mills/kWh | 1990 | Wittenberg (1991)
148 | ESECOM-V/Li (Non-Breeder) | Tokamak | Magnetic | 1424 | COE | NOAK | Relative | 63 | mills/kWh | 1990 | Wittenberg (1991)
149 | n.a. | n.a. | n.a. | 1000 | OCC | NOAK | Relative | 2576 | EUR/kW | 1998 | Lako & Seebregts (1998) | Table A2

## Inflationtabelle
Taken from https://www.inflationtool.com/us-dollar?amount=100&year1=2018&year2=2019&frequency=yearly
US-$ Jahr X | Inflation bis 2019 |  | New, Combined Cost Factor 2019 Base |  | EUR to USD
1976 | 349.2% | 449.2%
1977 | 321.8% | 421.8%
1978 | 291.9% | 391.9% | 6.6 | taken from Abou-Jaoude (2023) Table 3
1979 | 252.4% | 352.4% | 6.22 |  | https://www.macrotrends.net/2548/euro-dollar-exchange-rate-historical-chart
1980 | 210.2% | 310.2% | 5.9 |  | 1 | EUR
1981 | 181.2% | 281.2% | 5.35 |  | 1.1 | USD
1982 | 164.9% | 264.9% | 4.89
1983 | 156.7% | 256.7% | 4.5
1984 | 146.1% | 246.1% | 4.17
1985 | 137.7% | 237.7% | 3.89
1986 | 133.2% | 233.2% | 3.77
1987 | 125% | 225% | 3.66
1988 | 116.2% | 216.2% | 3.55
1989 | 106.2% | 206.2% | 3.45
1990 | 95.67% | 195.7% | 3.35
1991 | 87.72% | 187.7% | 3.24
1992 | 82.2% | 182.2% | 3.14
1993 | 76.98% | 177% | 3.04
1994 | 72.48% | 172.5% | 2.94
1995 | 67.77% | 167.8% | 2.85
1996 | 62.99% | 163% | 2.83
1997 | 59.27% | 159.3% | 2.77
1998 | 56.84% | 156.8% | 2.76
1999 | 53.48% | 153.5% | 2.73
2000 | 48.47% | 148.5% | 2.71
2001 | 44.38% | 144.4% | 2.63
2002 | 42.13% | 142.1% | 2.51
2003 | 38.98% | 139% | 2.37
2004 | 35.35% | 135.3% | 2.19
2005 | 30.91% | 130.9% | 1.99
2006 | 26.82% | 126.8% | 1.48
2007 | 23.3% | 123.3% | 1.16
2008 | 18.74% | 118.7% | 1.21
2009 | 19.17% | 119.2% | 1.26
2010 | 17.24% | 117.2% | 1.25
2011 | 13.66% | 113.7% | 1.23
2012 | 11.35% | 111.3% | 1.18
2013 | 9.74% | 109.7% | 1.19
2014 | 7.99% | 108% | 1.16
2015 | 7.86% | 107.9% | 1.14
2016 | 6.52% | 106.5% | 1.13
2017 | 4.3% | 104.3% | 1.11
2018 | 1.81% | 101.8% | 1.06
2019 | 0% | 100% | 1
2020 | 98.78% | 98.78% | 0.97
2021 | 94.35% | 94.35% | 0.92
2022 | 87.36% | 87.36% | 0.75

## References
Reference | Link
Meschini et al (2023) | https://www.frontiersin.org/articles/10.3389/fenrg.2023.1157394/full
Tokimatsu et al. (2002) | 10.1088/0029-5515/42/11/301
Woodruff et al. (2017) | http://rgdoi.net/10.13140/RG.2.2.24116.55688
ANL (1980) | https://inis.iaea.org/collection/NCLCollectionStore/_Public/12/603/12603252.pdf?r=1
Wittenberg (1991) | http://large.stanford.edu/courses/2011/ph240/kumar2/docs/tritium.pdf
Najmabadi et al. (1991) | https://www.sciencedirect.com/science/article/abs/pii/B9780444885081500335?via%3Dihub
Holdren et al. (1987) | https://www.osti.gov/biblio/5867696
IAEA (2001) | https://www-pub.iaea.org/MTCD/Publications/PDF/ITER-EDA-DS-22.pdf
Moir (1986) | https://doi.org/10.1007/BF01051015
Delene (1991) | https://www.tandfonline.com/doi/full/10.13182/FST91-A29443
Müller et al. (2019) | 10.1016/j.fusengdes.2019.03.043
Lee (1987) | http://link.springer.com/10.1007/BF01053331
Krakowski (1995) | https://www.tandfonline.com/doi/full/10.13182/FST95-A30370
Moir (1992) | https://cds.cern.ch/record/1054761/files/p467.pdf
Takeda et al. (2020) | http://link.springer.com/10.1007/s10894-020-00230-z
Entler et al. (2018) | https://linkinghub.elsevier.com/retrieve/pii/S0360544218305395
Dragojlovic et al (2010) | https://linkinghub.elsevier.com/retrieve/pii/S0920379610000414
Woodruff et al. (2020) | https://www.arpa-e.energy.gov/sites/default/files/2021-03/Final%20Scientific-Technical%20Report_%20Costing%20%286%29.pdf
Kramer (2023) | https://doi.org/10.1063/PT.3.5287
Kessel et al. (2015) | https://doi.org/10.13182/FST14-794
Lindley et al. (2023) | https://doi.org/10.1016/j.enpol.2023.113511
Han and Ward (2009) | doi:10.1016/j.fusengdes.2008.12.104
Jo et al. (2021) | https://doi.org/10.3390/en14206817
Maisonnier et al. (2007) | http://dx.doi.org/10.1088/0029-5515/47/11/014
Cook et al. (2002) | https://doi.org/10.1016/S0920-3796(02)00286-7
Magaud et al. (2004) | https://doi.org/10.1016/B0-12-176480-X/00305-3
Helsley and Burke (2014) | http://dx.doi.org/10.1016/j.nima.2013.05.095
Chen et al. (2015) | 10.1007/s10894-014-9770-x
Anklam et al. (2011) | https://doi.org/10.13182/FST10-329
Conn et al. (1990) | https://link.springer.com/chapter/10.1007/978-1-4613-0619-1_1
Berwald et al. (1987) | 10.13182/fst87-a25051
Delene et al. (2000) | https://www.researchgate.net/publication/238109136_An_Assessment_of_the_Economics_of_Future_Electric_Power_Generation_Options_and_the_Implications_for_Fusion_-_Revision_1
Bednyagin & Gnansounou (2011) | https://doi.org/10.1016/j.enpol.2010.09.019
Hender et al. (1996) | https://doi.org/10.13182/FST96-A11963181
Kozaki et al. (2009) | 10.1088/0029-5515/49/11/115011
Miller et al. (1991) | https://doi.org/10.13182/FST91-A29444
Tsoulfanidis (1981) | https://doi.org/10.13182/FST81-A19927
Tokimatsu et al. (2003) | https://doi.org/10.1016/S0301-4215(02)00127-1
Lako & Seebregts (1998) | https://www.semanticscholar.org/paper/CHARACTERISATION-OF-POWER-GENERATION-OPTIONS-FOR-21-Seebregts/8153954fe81c174fadc5c78f121e1f8e71f7d15c

## OCC
No. | Reactor | Reactor Type | Confinement Type | Capacity [MW] | Readiness | Relative/Absolute | Year | Value | Unit | Specific cost [USD/kW, 2019] | #Note ITER Cost projections have been removed (only FOAK)
13 | ESECOM-HE/Li (Breeder) | Tokamak | Magnetic | 1200 | NOAK | Absolute | 1990 | 114000000 | USD | 185.8865
15 | ESECOM-V/Li (Breeder) | Tokamak | Magnetic | 1200 | NOAK | Absolute | 1990 | 126000000 | USD | 205.4535 |  | Min | Max | Mean | Median | Sockel
16 | ESECOM-V/Li (Non-Breeder) | Tokamak | Magnetic | 1424 | NOAK | Absolute | 1990 | 174000000 | USD | 239.0912 | Magnetic | 185.8865 | 16144.4236 | 5598.7168 | 5611.815 | 15958.5371
14 | ESECOM-HE/Li (Non-Breeder) | Tokamak | Magnetic | 1424 | NOAK | Absolute | 1990 | 242000000 | USD | 332.5291 | Other | 1763.0075 | 13681.917 | 5682.7884 | 6027.4291 | 11918.9094
12 | ARIES-1 (Non-Breeder) | Tokamak | Magnetic | 1148 | NOAK | Absolute | 1990 | 208000000 | USD | 354.524
11 | ARIES-1 (incl. Breeder) | Tokamak | Magnetic | 1000 | NOAK | Absolute | 1990 | 543000000 | USD | 1062.4881
105 | Water-cooling Cu magnets | Tokamak | Magnetic | 1414.5 | NOAK | Relative | 2009 | 1414.5 | USD/kW | 1685.6597
110 | LIFE3 | LIFE | Inertia | 2660 | NOAK | Absolute | 2010 | 4000000000 | USD | 1763.0075
48 | FPP_high | n.a. | Other | 814.4 | NOAK | Absolute | 2016 | 1572000000 | USD | 2056.1081
108 | LIFE2 | LIFE | Inertia | 2200 | NOAK | Absolute | 2010 | 4000000000 | USD | 2131.6364
47 | FPP_low | n.a. | Other | 383.1 | NOAK | Absolute | 2016 | 799800000 | USD | 2223.824
46 | FPP_avg | n.a. | Other | 517 | NOAK | Absolute | 2016 | 1171800000 | USD | 2414.316
111 | LIFE3 | LIFE | Inertia | 2660 | NOAK | Absolute | 2010 | 6000000000 | USD | 2644.5113
121 | n.a. | Tokamak | Magnetic | 1500 | NOAK | Relative | 2011 | 2200 | EUR/kW | 2750.572
42 | FPP | Tokamak | Magnetic | 1200 | NOAK | Absolute | 2020 | 3428000000 | USD | 2821.9566
104 | Full Superconducting Tokamak | Tokamak | Magnetic | 2579.4 | NOAK | Relative | 2009 | 2579.4 | USD/kW | 3073.871
109 | LIFE2 | LIFE | Inertia | 2200 | NOAK | Absolute | 2010 | 6000000000 | USD | 3197.4545
58 | Fusion Advanced mature | Tokamak | Magnetic | 1000 | NOAK | Relative | 2000 | 2170 | USD/kW | 3221.799
140 | n.a. | Tokamak | Magnetic | 1000 | NOAK | Relative | 2003 | 2400 | USD/kW | 3335.52
62 | No Central Solenoid | Tokamak | Magnetic | 1420 | NOAK | Absolute | 2020 | 5000000000 | USD | 3478.3431
60 | With Central Solenoid max | Tokamak | Magnetic | 1600 | NOAK | Absolute | 2020 | 6000000000 | USD | 3704.4354
120 | n.a. | Tokamak | Magnetic | 1500 | NOAK | Relative | 2011 | 3100 | EUR/kW | 3875.806
61 | No Central Solenoid | Tokamak | Magnetic | 1000 | NOAK | Absolute | 2020 | 4000000000 | USD | 3951.3978
57 | Fusion Advanced early | Tokamak | Magnetic | 1000 | NOAK | Relative | 2000 | 2820 | USD/kW | 4186.854
50 | ARIES-AT | Tokamak | Magnetic | 1000 | NOAK | Relative | 2000 | 2849 | USD/kW | 4229.9103
54 | PPCS-D | Tokamak | Magnetic | 1000 | NOAK | Relative | 2000 | 2868 | USD/kW | 4258.1196
56 | Fusion basic early mature | Tokamak | Magnetic | 1000 | NOAK | Relative | 2000 | 2950 | USD/kW | 4379.865
44 | New ARIES | Tokamak | Magnetic | 1000 | NOAK | Absolute | 1992 | 2413550000 | USD | 4397.4881
5 | FPP | Tokamak | Magnetic | 1200 | NOAK | Absolute | 1986 | 2273100000 | USD | 4418.3381
149 | n.a. | n.a. | Other | 1000 | NOAK | Relative | 1998 | 2576 | EUR/kW | 4444.2182
9 | Starfire | Tokamak | Magnetic | 1200 | NOAK | Absolute | 1980 | 1726480000 | USD | 4463.3824
117 | ARIES-RS | Tokamak | Magnetic | 1000 | NOAK | Absolute | 1999 | 3121500000 | USD | 4790.8782
20 | V-Li/TOK (level safety assurance = 3) | Tokamak | Magnetic | 1200 | NOAK | Absolute | 1990 | 3016000000 | USD | 4917.8393
59 | With Central Solenoid min | Tokamak | Magnetic | 1000 | NOAK | Absolute | 2020 | 5000000000 | USD | 4939.2473
3 | "FPP" | n.a. | Other | 150 | NOAK | Absolute | 2016 | 701000000 | USD | 4978.0347
119 | n.a. | Tokamak | Magnetic | 1500 | NOAK | Relative | 2011 | 4000 | EUR/kW | 5001.04
118 | ARIES-ST | Tokamak | Magnetic | 1000 | NOAK | Absolute | 1999 | 3440800000 | USD | 5280.9398
19 | V-Li/TOK (level safety assurance = 4) | Tokamak | Magnetic | 1200 | NOAK | Absolute | 1990 | 3410000000 | USD | 5560.2892
22 | FPP_min | n.a. | Other | 1000 | NOAK | Relative | 2018 | 5000 | EUR/kW | 5599.55
70 | Advanced Large (10th of a kind) | Tokamak | Magnetic | 1000 | NOAK | Relative | 2020 | 5733 | USD/kW | 5663.3409
55 | Fusion basic early | Tokamak | Magnetic | 1000 | NOAK | Relative | 2000 | 3940 | USD/kW | 5849.718
130 | n.a. | Helical Reactor | Magnetic | 1598 | NOAK | Absolute | 2002 | 6735000000 | USD | 5990.2725
49 | ARIES | Tokamak | Magnetic | 1000 | NOAK | Relative | 2015 | 5616 | USD/kW | 6057.4176
53 | PPCS-C | Tokamak | Magnetic | 1000 | NOAK | Relative | 2000 | 4155 | USD/kW | 6168.9285
141 | n.a. | Tokamak | Magnetic | 1000 | NOAK | Relative | 2003 | 4480 | USD/kW | 6226.304
41 | ARIES-IV | Tokamak | Magnetic | 1000 | NOAK | Absolute | 1994 | 3668800000 | USD | 6327.9462
135 | ARIES | Tokamak | Magnetic | 1200 | NOAK | Absolute | 1990 | 3916000000 | USD | 6385.3643
127 | n.a. | Helical Reactor | Magnetic | 1604 | NOAK | Absolute | 2002 | 7270000000 | USD | 6441.9271
116 | Fusion Breeder | Other | Other | 1990 | NOAK | Absolute | 1985 | 5405000000 | USD | 6455.3083
18 | TMPR | Tandem Mirror | Magnetic | 400 | NOAK | Absolute | 1986 | 1117000000 | USD | 6513.5063
128 | n.a. | Helical Reactor | Magnetic | 1601 | NOAK | Absolute | 2002 | 7393000000 | USD | 6563.1923
115 | MARS | Mirror Advanced Reacotr | Other | 1198 | NOAK | Absolute | 1985 | 3340000000 | USD | 6626.192
21 | ARIES-1 | Tokamak | Magnetic | 1200 | NOAK | Absolute | 1990 | 4092000000 | USD | 6672.347
129 | n.a. | Helical Reactor | Magnetic | 1598 | NOAK | Absolute | 2002 | 7705000000 | USD | 6853.0141
73 | Small (75th of a kind) | Tokamak | Magnetic | 100 | NOAK | Relative | 2020 | 7219 | USD/kW | 7131.2852
39 | ARIES-II | Tokamak | Magnetic | 1000 | NOAK | Absolute | 1994 | 4168300000 | USD | 7189.4838
40 | ARIES-III | Tokamak | Magnetic | 1000 | NOAK | Absolute | 1994 | 4241900000 | USD | 7316.4291
38 | ARIES-I | Tokamak | Magnetic | 1000 | NOAK | Absolute | 1994 | 4395000000 | USD | 7580.496
69 | Advanced Large | Tokamak | Magnetic | 1000 | NOAK | Relative | 2020 | 7733 | USD/kW | 7639.0398
52 | PPCS-B | Tokamak | Magnetic | 1000 | NOAK | Relative | 2000 | 5215 | USD/kW | 7742.7105
23 | FPP_mid | n.a. | Other | 1000 | NOAK | Relative | 2018 | 7000 | EUR/kW | 7839.37
43 | DEMO2 | Tokamak | Magnetic | 953 | NOAK | Absolute | 2018 | 7516000000 | USD | 8029.4225
68 | Early large (10th-OAK) | Tokamak | Magnetic | 1000 | NOAK | Relative | 2020 | 8171 | USD/kW | 8071.7179
51 | PPCS-A | Tokamak | Magnetic | 1000 | NOAK | Relative | 2000 | 5625 | USD/kW | 8351.4375
103 | n.a. | Heavy Ion Fusion | Magnetic | 3000 | NOAK | Relative | 2014 | 7978 | USD/kW | 8615.4422
25 | Commercial breeder | Tokamak | Magnetic | 1100 | NOAK | Absolute | 1982 | 3637000000 | USD | 8759.5492
36 | HYLIFE-II | Tokamak | Magnetic | 1083 | NOAK | Absolute | 1988 | 4654700000 | USD | 9291.7783
24 | FPP_max | n.a. | Other | 1000 | NOAK | Relative | 2018 | 10000 | EUR/kW | 11199.1
67 | Early large | Tokamak | Magnetic | 1000 | NOAK | Relative | 2020 | 11580 | USD/kW | 11439.2967
72 | Small (10th of a kind) | Tokamak | Magnetic | 100 | NOAK | Relative | 2020 | 12095 | USD/kW | 11948.0391
136 | n.a. | Tokamak | Magnetic | 1200 | NOAK | Absolute | 1990 | 7763000000 | USD | 12658.2184
4 | "FPP" | n.a. | Other | 150 | NOAK | Absolute | 2016 | 1925000000 | USD | 13670.0667
139 | n.a. | n.a. | Other | 1185 | NOAK | Absolute | 1976 | 3609000000 | USD | 13681.917
71 | Small | Tokamak | Magnetic | 100 | NOAK | Relative | 2020 | 16343 | USD/kW | 16144.4236

## LCOE
LCOE Data etc
Input
|  | min | max | avg | median |  |  | min | max | average | median
| ann [USD/kW/a] | 15.828 | 1374.6751 | 476.7229 | 477.8382
| ann + fix costs [$/kW/a] | 20.9985 | 1500.705 | 534.9013 | 498.7787 |  | OCC | 185.8865 | 16144.4236 | 5598.7168 | 5611.815 | USD/kW
[7 empty] | idc | 7% | 7% | 7% | 7%
| menge [kWh/kW/a] | 7446 | 7446 | 7446 | 7446 |  | construction time | 5 | 5 | 5 | 5 | years
| variable kosten [$/kWh] | 0.015467 | 0.020759 | 0.018937 | 0.019761 |  | TCC | 222.2118 | 19299.313 | 6692.7993 | 6708.4572 | USD/kW
[7 empty] | Fixed O&M p.a. | 5.1705 | 126.0299 | 58.1784 | 20.9405 | USD/kW |  |  | O&M Cost (Fix)
| LCOE [$/MWh] | 18.2874 | 222.3044 | 90.7747 | 86.7474 |  | Variable O&M (incl. Fuel) | 15.4672 | 20.7593 | 18.9372 | 19.7612 | USD/MWh |  |  |  | min | max | avg | median
[7 empty] | Capacity Factor | 85% | 85% | 85% | 85% |  |  |  |  | 5.1705 | 126.0299 | 58.1784 | 20.9405
[7 empty] | Lifetime | 60 | 60 | 60 | 60 | years |  |  | O&M Cost (Var, incl fuel)
[16 empty] | min | max | avg | median
[16 empty] | 15.4672 | 20.7593 | 18.9372 | 19.7612
117.8107
[9 empty] | #Note: ITER (FOAK) kicked out again | [10 empty] | 34.1253
[5 empty] | Reactor | Reactor Type | Confinement Type | Capacity [MW] | Cost Type | Readiness | Relative/Absolute | Value | Unit | Year | Comment | 2019-Values (Specific) |  |  |  | 5.1705
| WACC | 0.07 |  |  | FPP | Tokamak | Magnetic | 1200 | O&M Cost | n.a. | Absolute | 60610000 | USD | 1986 | Contingency: 341 M USD | 117.8107 |  | 20.9405 |  | 7.7557
|  | 0.1 |  |  | FPP | Tokamak | Magnetic | 1200 | Fuel Cost | n.a. | Absolute | 62930000 | USD | 1986 |  | 122.3202 |  |  |  | 126.0299
|  | 0.12 |  |  | FPP | Tokamak | Magnetic | 1200 | Fuel Cost | n.a. | Relative | 8.81 | mills/kWh | 1986 |  | 20.5493
| CT | 5 |  |  | Generomak - ESECOM | Tokamak | Magnetic | 1200 | O&M Cost | NOAK | Relative | 8.9 | mills/kWh | 1986 |  | 20.7593
|  | 7 |  |  | ARIES-1 | Tokamak | Magnetic | 1000 | O&M Cost | NOAK | Absolute | 11000000 | USD | 1980 |  | 34.1253
|  | 9 |  |  | ESECOM-He/LiO | Tokamak | Magnetic | 1200 | O&M Cost | NOAK | Absolute | 2000000 | USD | 1980 |  | 5.1705
[5 empty] | ESECOM-V/Li | Tokamak | Magnetic | 1200 | O&M Cost | NOAK | Absolute | 3000000 | USD | 1980 |  | 7.7557
[5 empty] | ARIES_high | Tokamak | Magnetic | 150 | O&M Cost | NOAK | Relative | 9.2 | mills/kWh | 1989 |  | 18.9732
[5 empty] | ARIES_low | Tokamak | Magnetic | 150 | O&M Cost | NOAK | Relative | 7.5 | mills/kWh | 1989 |  | 15.4672
[5 empty] | Generic Magnetic Fusion Reactor | Tokamak | Magnetic | 1000 | O&M Cost | NOAK | Absolute | 49100000 | USD | 1983 |  | 126.0299
| LCOE als Funktion der OCC (alle Werte "avg") | [13 empty] | Real values
[24 empty] | Real | 2 | 26 | 27 | 37 | 45 | 63 | 64 | 65 | 66 | 74 | 75 | 76 | 77 | 78 | 79 | 80 | 81 | 82 | 83 | 84 | 85 | 86 | 87 | 88 | 89 | 90 | 91 | 92 | 93 | 94 | 95 | 96 | 97 | 98 | 99 | 100 | 101 | 102 | 112 | 113 | 114 | 122 | 123 | 124 | 125 | 126 | 131 | 132 | 133 | 134 | 142 | 143
No | OCC 2019 | TCC 1 (WACC 7%, CT 5y) | TCC 2 (WACC 10%, CT 7y) | TCC 3 (WACC 12%, CT 9y) | ann 1 | ann 2 | ann 3 | production | fix cost | var cost | LCOE 1 | LCOE 2 | LCOE 3 |  | No. | Reactor Type | Confinement Type | Cost Type | Value | Unit | Year | Reference | 2019-Values | OCC 2019 | Tokimatsu et al. (2002) | Delene (1991) | Delene (1991) | Moir (1992) | Drakojlovic et al. (2010) | Jo et al. (2021) | Jo et al. (2021) | Jo et al. (2021) | Jo et al. (2021) | Lindley et al. (2023) | Lindley et al. (2023) | Lindley et al. (2023) | Lindley et al. (2023) | Lindley et al. (2023) | Lindley et al. (2023) | Lindley et al. (2023) | Lindley et al. (2023) | Lindley et al. (2023) | Maisonnier et al. (2007) | Maisonnier et al. (2007) | Maisonnier et al. (2007) | Maisonnier et al. (2007) | Maisonnier et al. (2007) | Maisonnier et al. (2007) | Maisonnier et al. (2007) | Maisonnier et al. (2007) | Maisonnier et al. (2007) | Maisonnier et al. (2007) | Cook et al. (2002) | Cook et al. (2002) | Cook et al. (2002) | Cook et al. (2002) | Cook et al. (2002) | Cook et al. (2002) | Cook et al. (2002) | Magaud et al. (2004) | Magaud et al. (2004) | Magaud et al. (2004) | Conn et al. (1990) | Conn et al. (1990) | Conn et al. (1990) | Bednyagin & Gnansounou (2011) | Bednyagin & Gnansounou (2011) | Hender et al. (1996) | Hender et al. (1996) | Hender et al. (1996) | Kozaki et al. (2009) | Kozaki et al. (2009) | Kozaki et al. (2009) | Kozaki et al. (2009) | Tokimatsu et al. (2003) | Tokimatsu et al. (2003) | Real | 2 | 26 | 27 | 37 | 45 | 63 | 64 | 65 | 66 | 74 | 75 | 76 | 77 | 78 | 79 | 80 | 81 | 82 | 83 | 84 | 85 | 86 | 87 | 88 | 89 | 90 | 91 | 92 | 93 | 94 | 95 | 96 | 97 | 98 | 99 | 100 | 101 | 102 | 112 | 113 | 114 | 122 | 123 | 124 | 125 | 126 | 131 | 132 | 133 | 134 | 142 | 143
13 | 185.8865 | 222.2118 | 266.1275 | 322.4015 | 15.828 | 26.7004 | 38.7313 | 7446 | 58.1784 | 0.018937 | 28.8763 | 30.3365 | 31.9523 |  | 2 | Tokamak | Magnetic | COE | 101 | USD/MWh | 2002 | Tokimatsu et al. (2002) | 143.5513 | 185.8865 | 143.5513 | 117.402 | 117.402 | 195.4358 | 85.8526 | 107.6756 | 138.2989 | 96.8092 | 128.4204 | 155.0924 | 82.9794 | 98.7849 | 197.5699 | 104.712 | 119.5298 | 251.9016 | 120.5176 | 143.2382 | 74.4425 | 133.9965 | 74.4425 | 133.9965 | 59.554 | 119.108 | 59.554 | 104.2195 | 44.6655 | 74.4425 | 114.093 | 130.392 | 146.691 | 162.99 | 179.289 | 195.588 | 211.887 | 60.9075 | 87.9775 | 121.815 | 123.2283 | 86.476 | 149.1711 | 42.8839 | 98.0204 | 185.1038 | 163.5801 | 159.2754 | 112.2827 | 111.5721 | 114.1304 | 129.1962 | 97.286 | 180.674 | OCC 2019 | Tokimatsu et al. (2002) | Delene (1991) | Delene (1991) | Moir (1992) | Drakojlovic et al. (2010) | Jo et al. (2021) | Jo et al. (2021) | Jo et al. (2021) | Jo et al. (2021) | Lindley et al. (2023) | Lindley et al. (2023) | Lindley et al. (2023) | Lindley et al. (2023) | Lindley et al. (2023) | Lindley et al. (2023) | Lindley et al. (2023) | Lindley et al. (2023) | Lindley et al. (2023) | Maisonnier et al. (2007) | Maisonnier et al. (2007) | Maisonnier et al. (2007) | Maisonnier et al. (2007) | Maisonnier et al. (2007) | Maisonnier et al. (2007) | Maisonnier et al. (2007) | Maisonnier et al. (2007) | Maisonnier et al. (2007) | Maisonnier et al. (2007) | Cook et al. (2002) | Cook et al. (2002) | Cook et al. (2002) | Cook et al. (2002) | Cook et al. (2002) | Cook et al. (2002) | Cook et al. (2002) | Magaud et al. (2004) | Magaud et al. (2004) | Magaud et al. (2004) | Conn et al. (1990) | Conn et al. (1990) | Conn et al. (1990) | Bednyagin & Gnansounou (2011) | Bednyagin & Gnansounou (2011) | Hender et al. (1996) | Hender et al. (1996) | Hender et al. (1996) | Kozaki et al. (2009) | Kozaki et al. (2009) | Kozaki et al. (2009) | Kozaki et al. (2009) | Tokimatsu et al. (2003) | Tokimatsu et al. (2003)
15 | 205.4535 | 245.6025 | 294.1409 | 356.3386 | 17.4941 | 29.511 | 42.8083 | 7446 | 58.1784 | 0.018937 | 29.1001 | 30.714 | 32.4998 |  | 26 | Tokamak | Magnetic | COE | 60 | mills/kWh | 1990 | Delene (1991) | 117.402 | 205.4535 | 143.5513 | 117.402 | 117.402 | 195.4358 | 85.8526 | 107.6756 | 138.2989 | 96.8092 | 128.4204 | 155.0924 | 82.9794 | 98.7849 | 197.5699 | 104.712 | 119.5298 | 251.9016 | 120.5176 | 143.2382 | 74.4425 | 133.9965 | 74.4425 | 133.9965 | 59.554 | 119.108 | 59.554 | 104.2195 | 44.6655 | 74.4425 | 114.093 | 130.392 | 146.691 | 162.99 | 179.289 | 195.588 | 211.887 | 60.9075 | 87.9775 | 121.815 | 123.2283 | 86.476 | 149.1711 | 42.8839 | 98.0204 | 185.1038 | 163.5801 | 159.2754 | 112.2827 | 111.5721 | 114.1304 | 129.1962 | 97.286 | 180.674 | 185.8865 | 143.5513 | 117.402 | 117.402 | 195.4358 | 85.8526 | 107.6756 | 138.2989 | 96.8092 | 128.4204 | 155.0924 | 82.9794 | 98.7849 | 197.5699 | 104.712 | 119.5298 | 251.9016 | 120.5176 | 143.2382 | 74.4425 | 133.9965 | 74.4425 | 133.9965 | 59.554 | 119.108 | 59.554 | 104.2195 | 44.6655 | 74.4425 | 114.093 | 130.392 | 146.691 | 162.99 | 179.289 | 195.588 | 211.887 | 60.9075 | 87.9775 | 121.815 | 123.2283 | 86.476 | 149.1711 | 42.8839 | 98.0204 | 185.1038 | 163.5801 | 159.2754 | 112.2827 | 111.5721 | 114.1304 | 129.1962 | 97.286 | 180.674
16 | 239.0912 | 285.8135 | 342.2988 | 414.6797 | 20.3583 | 34.3427 | 49.8171 | 7446 | 58.1784 | 0.018937 | 29.4847 | 31.3629 | 33.4411 |  | 27 | Tokamak | Magnetic | COE | 60 | mills/kWh | 1990 | Delene (1991) | 117.402 | 239.0912 | 143.5513 | 117.402 | 117.402 | 195.4358 | 85.8526 | 107.6756 | 138.2989 | 96.8092 | 128.4204 | 155.0924 | 82.9794 | 98.7849 | 197.5699 | 104.712 | 119.5298 | 251.9016 | 120.5176 | 143.2382 | 74.4425 | 133.9965 | 74.4425 | 133.9965 | 59.554 | 119.108 | 59.554 | 104.2195 | 44.6655 | 74.4425 | 114.093 | 130.392 | 146.691 | 162.99 | 179.289 | 195.588 | 211.887 | 60.9075 | 87.9775 | 121.815 | 123.2283 | 86.476 | 149.1711 | 42.8839 | 98.0204 | 185.1038 | 163.5801 | 159.2754 | 112.2827 | 111.5721 | 114.1304 | 129.1962 | 97.286 | 180.674 | 205.4535 | 143.5513 | 117.402 | 117.402 | 195.4358 | 85.8526 | 107.6756 | 138.2989 | 96.8092 | 128.4204 | 155.0924 | 82.9794 | 98.7849 | 197.5699 | 104.712 | 119.5298 | 251.9016 | 120.5176 | 143.2382 | 74.4425 | 133.9965 | 74.4425 | 133.9965 | 59.554 | 119.108 | 59.554 | 104.2195 | 44.6655 | 74.4425 | 114.093 | 130.392 | 146.691 | 162.99 | 179.289 | 195.588 | 211.887 | 60.9075 | 87.9775 | 121.815 | 123.2283 | 86.476 | 149.1711 | 42.8839 | 98.0204 | 185.1038 | 163.5801 | 159.2754 | 112.2827 | 111.5721 | 114.1304 | 129.1962 | 97.286 | 180.674
14 | 332.5291 | 397.5108 | 476.0708 | 576.7384 | 28.3144 | 47.7639 | 69.2858 | 7446 | 58.1784 | 0.018937 | 30.5533 | 33.1653 | 36.0557 |  | 37 | Tokamak | Magnetic | COE | 90.4 | USD/MWh | 1988 | Moir (1992) | 195.4358 | 332.5291 | 143.5513 | 117.402 | 117.402 | 195.4358 | 85.8526 | 107.6756 | 138.2989 | 96.8092 | 128.4204 | 155.0924 | 82.9794 | 98.7849 | 197.5699 | 104.712 | 119.5298 | 251.9016 | 120.5176 | 143.2382 | 74.4425 | 133.9965 | 74.4425 | 133.9965 | 59.554 | 119.108 | 59.554 | 104.2195 | 44.6655 | 74.4425 | 114.093 | 130.392 | 146.691 | 162.99 | 179.289 | 195.588 | 211.887 | 60.9075 | 87.9775 | 121.815 | 123.2283 | 86.476 | 149.1711 | 42.8839 | 98.0204 | 185.1038 | 163.5801 | 159.2754 | 112.2827 | 111.5721 | 114.1304 | 129.1962 | 97.286 | 180.674 | 239.0912 | 143.5513 | 117.402 | 117.402 | 195.4358 | 85.8526 | 107.6756 | 138.2989 | 96.8092 | 128.4204 | 155.0924 | 82.9794 | 98.7849 | 197.5699 | 104.712 | 119.5298 | 251.9016 | 120.5176 | 143.2382 | 74.4425 | 133.9965 | 74.4425 | 133.9965 | 59.554 | 119.108 | 59.554 | 104.2195 | 44.6655 | 74.4425 | 114.093 | 130.392 | 146.691 | 162.99 | 179.289 | 195.588 | 211.887 | 60.9075 | 87.9775 | 121.815 | 123.2283 | 86.476 | 149.1711 | 42.8839 | 98.0204 | 185.1038 | 163.5801 | 159.2754 | 112.2827 | 111.5721 | 114.1304 | 129.1962 | 97.286 | 180.674
12 | 354.524 | 423.8039 | 507.5603 | 614.8865 | 30.1872 | 50.9233 | 73.8687 | 7446 | 58.1784 | 0.018937 | 30.8048 | 33.5896 | 36.6712 |  | 45 | Tokamak | Magnetic | COE | 47.12 | mills/kWh | 1992 | Drakojlovic et al. (2010) | 85.8526 | 354.524 | 143.5513 | 117.402 | 117.402 | 195.4358 | 85.8526 | 107.6756 | 138.2989 | 96.8092 | 128.4204 | 155.0924 | 82.9794 | 98.7849 | 197.5699 | 104.712 | 119.5298 | 251.9016 | 120.5176 | 143.2382 | 74.4425 | 133.9965 | 74.4425 | 133.9965 | 59.554 | 119.108 | 59.554 | 104.2195 | 44.6655 | 74.4425 | 114.093 | 130.392 | 146.691 | 162.99 | 179.289 | 195.588 | 211.887 | 60.9075 | 87.9775 | 121.815 | 123.2283 | 86.476 | 149.1711 | 42.8839 | 98.0204 | 185.1038 | 163.5801 | 159.2754 | 112.2827 | 111.5721 | 114.1304 | 129.1962 | 97.286 | 180.674 | 332.5291 | 143.5513 | 117.402 | 117.402 | 195.4358 | 85.8526 | 107.6756 | 138.2989 | 96.8092 | 128.4204 | 155.0924 | 82.9794 | 98.7849 | 197.5699 | 104.712 | 119.5298 | 251.9016 | 120.5176 | 143.2382 | 74.4425 | 133.9965 | 74.4425 | 133.9965 | 59.554 | 119.108 | 59.554 | 104.2195 | 44.6655 | 74.4425 | 114.093 | 130.392 | 146.691 | 162.99 | 179.289 | 195.588 | 211.887 | 60.9075 | 87.9775 | 121.815 | 123.2283 | 86.476 | 149.1711 | 42.8839 | 98.0204 | 185.1038 | 163.5801 | 159.2754 | 112.2827 | 111.5721 | 114.1304 | 129.1962 | 97.286 | 180.674
11 | 1062.4881 | 1270.116 | 1521.1288 | 1842.7794 | 90.4694 | 152.6141 | 221.3802 | 7446 | 58.1784 | 0.018937 | 38.9007 | 47.2467 | 56.482 |  | 63 | Tokamak | Magnetic | COE | 109 | mills/kWh | 2020 | Jo et al. (2021) | 107.6756 | 1062.4881 | 143.5513 | 117.402 | 117.402 | 195.4358 | 85.8526 | 107.6756 | 138.2989 | 96.8092 | 128.4204 | 155.0924 | 82.9794 | 98.7849 | 197.5699 | 104.712 | 119.5298 | 251.9016 | 120.5176 | 143.2382 | 74.4425 | 133.9965 | 74.4425 | 133.9965 | 59.554 | 119.108 | 59.554 | 104.2195 | 44.6655 | 74.4425 | 114.093 | 130.392 | 146.691 | 162.99 | 179.289 | 195.588 | 211.887 | 60.9075 | 87.9775 | 121.815 | 123.2283 | 86.476 | 149.1711 | 42.8839 | 98.0204 | 185.1038 | 163.5801 | 159.2754 | 112.2827 | 111.5721 | 114.1304 | 129.1962 | 97.286 | 180.674 | 354.524 | 143.5513 | 117.402 | 117.402 | 195.4358 | 85.8526 | 107.6756 | 138.2989 | 96.8092 | 128.4204 | 155.0924 | 82.9794 | 98.7849 | 197.5699 | 104.712 | 119.5298 | 251.9016 | 120.5176 | 143.2382 | 74.4425 | 133.9965 | 74.4425 | 133.9965 | 59.554 | 119.108 | 59.554 | 104.2195 | 44.6655 | 74.4425 | 114.093 | 130.392 | 146.691 | 162.99 | 179.289 | 195.588 | 211.887 | 60.9075 | 87.9775 | 121.815 | 123.2283 | 86.476 | 149.1711 | 42.8839 | 98.0204 | 185.1038 | 163.5801 | 159.2754 | 112.2827 | 111.5721 | 114.1304 | 129.1962 | 97.286 | 180.674
105 | 1685.6597 | 2015.0656 | 2413.3027 | 2923.6081 | 143.5316 | 242.1255 | 351.2243 | 7446 | 58.1784 | 0.018937 | 46.027 | 59.2681 | 73.9201 |  | 64 | Tokamak | Magnetic | COE | 140 | mills/kWh | 2020 | Jo et al. (2021) | 138.2989 | 2056.1081 | 143.5513 | 117.402 | 117.402 | 195.4358 | 85.8526 | 107.6756 | 138.2989 | 96.8092 | 128.4204 | 155.0924 | 82.9794 | 98.7849 | 197.5699 | 104.712 | 119.5298 | 251.9016 | 120.5176 | 143.2382 | 74.4425 | 133.9965 | 74.4425 | 133.9965 | 59.554 | 119.108 | 59.554 | 104.2195 | 44.6655 | 74.4425 | 114.093 | 130.392 | 146.691 | 162.99 | 179.289 | 195.588 | 211.887 | 60.9075 | 87.9775 | 121.815 | 123.2283 | 86.476 | 149.1711 | 42.8839 | 98.0204 | 185.1038 | 163.5801 | 159.2754 | 112.2827 | 111.5721 | 114.1304 | 129.1962 | 97.286 | 180.674 | 1062.4881 | 143.5513 | 117.402 | 117.402 | 195.4358 | 85.8526 | 107.6756 | 138.2989 | 96.8092 | 128.4204 | 155.0924 | 82.9794 | 98.7849 | 197.5699 | 104.712 | 119.5298 | 251.9016 | 120.5176 | 143.2382 | 74.4425 | 133.9965 | 74.4425 | 133.9965 | 59.554 | 119.108 | 59.554 | 104.2195 | 44.6655 | 74.4425 | 114.093 | 130.392 | 146.691 | 162.99 | 179.289 | 195.588 | 211.887 | 60.9075 | 87.9775 | 121.815 | 123.2283 | 86.476 | 149.1711 | 42.8839 | 98.0204 | 185.1038 | 163.5801 | 159.2754 | 112.2827 | 111.5721 | 114.1304 | 129.1962 | 97.286 | 180.674
110 | 1763.0075 | 2107.5286 | 2524.0391 | 3057.7602 | 150.1176 | 253.2356 | 367.3405 | 7446 | 58.1784 | 0.018937 | 46.9115 | 60.7602 | 76.0846 |  | 65 | Tokamak | Magnetic | COE | 98 | mills/kWh | 2020 | Jo et al. (2021) | 96.8092 | 2223.824 | 143.5513 | 117.402 | 117.402 | 195.4358 | 85.8526 | 107.6756 | 138.2989 | 96.8092 | 128.4204 | 155.0924 | 82.9794 | 98.7849 | 197.5699 | 104.712 | 119.5298 | 251.9016 | 120.5176 | 143.2382 | 74.4425 | 133.9965 | 74.4425 | 133.9965 | 59.554 | 119.108 | 59.554 | 104.2195 | 44.6655 | 74.4425 | 114.093 | 130.392 | 146.691 | 162.99 | 179.289 | 195.588 | 211.887 | 60.9075 | 87.9775 | 121.815 | 123.2283 | 86.476 | 149.1711 | 42.8839 | 98.0204 | 185.1038 | 163.5801 | 159.2754 | 112.2827 | 111.5721 | 114.1304 | 129.1962 | 97.286 | 180.674 | 2056.1081 | 143.5513 | 117.402 | 117.402 | 195.4358 | 85.8526 | 107.6756 | 138.2989 | 96.8092 | 128.4204 | 155.0924 | 82.9794 | 98.7849 | 197.5699 | 104.712 | 119.5298 | 251.9016 | 120.5176 | 143.2382 | 74.4425 | 133.9965 | 74.4425 | 133.9965 | 59.554 | 119.108 | 59.554 | 104.2195 | 44.6655 | 74.4425 | 114.093 | 130.392 | 146.691 | 162.99 | 179.289 | 195.588 | 211.887 | 60.9075 | 87.9775 | 121.815 | 123.2283 | 86.476 | 149.1711 | 42.8839 | 98.0204 | 185.1038 | 163.5801 | 159.2754 | 112.2827 | 111.5721 | 114.1304 | 129.1962 | 97.286 | 180.674
48 | 2056.1081 | 2457.9058 | 2943.6614 | 3566.1138 | 175.0747 | 295.3361 | 428.4109 | 7446 | 58.1784 | 0.018937 | 50.2632 | 66.4144 | 84.2863 |  | 66 | Tokamak | Magnetic | COE | 130 | mills/kWh | 2020 | Jo et al. (2021) | 128.4204 | 2414.316 | 143.5513 | 117.402 | 117.402 | 195.4358 | 85.8526 | 107.6756 | 138.2989 | 96.8092 | 128.4204 | 155.0924 | 82.9794 | 98.7849 | 197.5699 | 104.712 | 119.5298 | 251.9016 | 120.5176 | 143.2382 | 74.4425 | 133.9965 | 74.4425 | 133.9965 | 59.554 | 119.108 | 59.554 | 104.2195 | 44.6655 | 74.4425 | 114.093 | 130.392 | 146.691 | 162.99 | 179.289 | 195.588 | 211.887 | 60.9075 | 87.9775 | 121.815 | 123.2283 | 86.476 | 149.1711 | 42.8839 | 98.0204 | 185.1038 | 163.5801 | 159.2754 | 112.2827 | 111.5721 | 114.1304 | 129.1962 | 97.286 | 180.674 | 2223.824 | 143.5513 | 117.402 | 117.402 | 195.4358 | 85.8526 | 107.6756 | 138.2989 | 96.8092 | 128.4204 | 155.0924 | 82.9794 | 98.7849 | 197.5699 | 104.712 | 119.5298 | 251.9016 | 120.5176 | 143.2382 | 74.4425 | 133.9965 | 74.4425 | 133.9965 | 59.554 | 119.108 | 59.554 | 104.2195 | 44.6655 | 74.4425 | 114.093 | 130.392 | 146.691 | 162.99 | 179.289 | 195.588 | 211.887 | 60.9075 | 87.9775 | 121.815 | 123.2283 | 86.476 | 149.1711 | 42.8839 | 98.0204 | 185.1038 | 163.5801 | 159.2754 | 112.2827 | 111.5721 | 114.1304 | 129.1962 | 97.286 | 180.674
108 | 2131.6364 | 2548.1936 | 3051.7927 | 3697.1101 | 181.5059 | 306.1849 | 444.148 | 7446 | 58.1784 | 0.018937 | 51.1269 | 67.8713 | 86.3998 |  | 74 | Tokamak | Magnetic | LCOE | 157 | USD/MWh | 2020 | Lindley et al. (2023) | 155.0924 | 2821.9566 | 143.5513 | 117.402 | 117.402 | 195.4358 | 85.8526 | 107.6756 | 138.2989 | 96.8092 | 128.4204 | 155.0924 | 82.9794 | 98.7849 | 197.5699 | 104.712 | 119.5298 | 251.9016 | 120.5176 | 143.2382 | 74.4425 | 133.9965 | 74.4425 | 133.9965 | 59.554 | 119.108 | 59.554 | 104.2195 | 44.6655 | 74.4425 | 114.093 | 130.392 | 146.691 | 162.99 | 179.289 | 195.588 | 211.887 | 60.9075 | 87.9775 | 121.815 | 123.2283 | 86.476 | 149.1711 | 42.8839 | 98.0204 | 185.1038 | 163.5801 | 159.2754 | 112.2827 | 111.5721 | 114.1304 | 129.1962 | 97.286 | 180.674 | 2414.316 | 143.5513 | 117.402 | 117.402 | 195.4358 | 85.8526 | 107.6756 | 138.2989 | 96.8092 | 128.4204 | 155.0924 | 82.9794 | 98.7849 | 197.5699 | 104.712 | 119.5298 | 251.9016 | 120.5176 | 143.2382 | 74.4425 | 133.9965 | 74.4425 | 133.9965 | 59.554 | 119.108 | 59.554 | 104.2195 | 44.6655 | 74.4425 | 114.093 | 130.392 | 146.691 | 162.99 | 179.289 | 195.588 | 211.887 | 60.9075 | 87.9775 | 121.815 | 123.2283 | 86.476 | 149.1711 | 42.8839 | 98.0204 | 185.1038 | 163.5801 | 159.2754 | 112.2827 | 111.5721 | 114.1304 | 129.1962 | 97.286 | 180.674
47 | 2223.824 | 2658.3962 | 3183.7746 | 3857.0003 | 189.3555 | 319.4265 | 463.3563 | 7446 | 58.1784 | 0.018937 | 52.1811 | 69.6497 | 88.9795 |  | 75 | Tokamak | Magnetic | LCOE | 84 | USD/MWh | 2020 | Lindley et al. (2023) | 82.9794 | 3221.799 | 143.5513 | 117.402 | 117.402 | 195.4358 | 85.8526 | 107.6756 | 138.2989 | 96.8092 | 128.4204 | 155.0924 | 82.9794 | 98.7849 | 197.5699 | 104.712 | 119.5298 | 251.9016 | 120.5176 | 143.2382 | 74.4425 | 133.9965 | 74.4425 | 133.9965 | 59.554 | 119.108 | 59.554 | 104.2195 | 44.6655 | 74.4425 | 114.093 | 130.392 | 146.691 | 162.99 | 179.289 | 195.588 | 211.887 | 60.9075 | 87.9775 | 121.815 | 123.2283 | 86.476 | 149.1711 | 42.8839 | 98.0204 | 185.1038 | 163.5801 | 159.2754 | 112.2827 | 111.5721 | 114.1304 | 129.1962 | 97.286 | 180.674 | 2821.9566 | 143.5513 | 117.402 | 117.402 | 195.4358 | 85.8526 | 107.6756 | 138.2989 | 96.8092 | 128.4204 | 155.0924 | 82.9794 | 98.7849 | 197.5699 | 104.712 | 119.5298 | 251.9016 | 120.5176 | 143.2382 | 74.4425 | 133.9965 | 74.4425 | 133.9965 | 59.554 | 119.108 | 59.554 | 104.2195 | 44.6655 | 74.4425 | 114.093 | 130.392 | 146.691 | 162.99 | 179.289 | 195.588 | 211.887 | 60.9075 | 87.9775 | 121.815 | 123.2283 | 86.476 | 149.1711 | 42.8839 | 98.0204 | 185.1038 | 163.5801 | 159.2754 | 112.2827 | 111.5721 | 114.1304 | 129.1962 | 97.286 | 180.674
46 | 2414.316 | 2886.1136 | 3456.4957 | 4187.3896 | 205.5756 | 346.7885 | 503.0472 | 7446 | 58.1784 | 0.018937 | 54.3595 | 73.3244 | 94.31 |  | 76 | Tokamak | Magnetic | LCOE | 100 | USD/MWh | 2020 | Lindley et al. (2023) | 98.7849 | 3478.3431 | 143.5513 | 117.402 | 117.402 | 195.4358 | 85.8526 | 107.6756 | 138.2989 | 96.8092 | 128.4204 | 155.0924 | 82.9794 | 98.7849 | 197.5699 | 104.712 | 119.5298 | 251.9016 | 120.5176 | 143.2382 | 74.4425 | 133.9965 | 74.4425 | 133.9965 | 59.554 | 119.108 | 59.554 | 104.2195 | 44.6655 | 74.4425 | 114.093 | 130.392 | 146.691 | 162.99 | 179.289 | 195.588 | 211.887 | 60.9075 | 87.9775 | 121.815 | 123.2283 | 86.476 | 149.1711 | 42.8839 | 98.0204 | 185.1038 | 163.5801 | 159.2754 | 112.2827 | 111.5721 | 114.1304 | 129.1962 | 97.286 | 180.674 | 3221.799 | 143.5513 | 117.402 | 117.402 | 195.4358 | 85.8526 | 107.6756 | 138.2989 | 96.8092 | 128.4204 | 155.0924 | 82.9794 | 98.7849 | 197.5699 | 104.712 | 119.5298 | 251.9016 | 120.5176 | 143.2382 | 74.4425 | 133.9965 | 74.4425 | 133.9965 | 59.554 | 119.108 | 59.554 | 104.2195 | 44.6655 | 74.4425 | 114.093 | 130.392 | 146.691 | 162.99 | 179.289 | 195.588 | 211.887 | 60.9075 | 87.9775 | 121.815 | 123.2283 | 86.476 | 149.1711 | 42.8839 | 98.0204 | 185.1038 | 163.5801 | 159.2754 | 112.2827 | 111.5721 | 114.1304 | 129.1962 | 97.286 | 180.674
111 | 2644.5113 | 3161.2929 | 3786.0586 | 4586.6404 | 225.1764 | 379.8534 | 551.0107 | 7446 | 58.1784 | 0.018937 | 56.9919 | 77.7651 | 100.7515 |  | 77 | Tokamak | Magnetic | LCOE | 200 | USD/MWh | 2020 | Lindley et al. (2023) | 197.5699 | 3704.4354 | 143.5513 | 117.402 | 117.402 | 195.4358 | 85.8526 | 107.6756 | 138.2989 | 96.8092 | 128.4204 | 155.0924 | 82.9794 | 98.7849 | 197.5699 | 104.712 | 119.5298 | 251.9016 | 120.5176 | 143.2382 | 74.4425 | 133.9965 | 74.4425 | 133.9965 | 59.554 | 119.108 | 59.554 | 104.2195 | 44.6655 | 74.4425 | 114.093 | 130.392 | 146.691 | 162.99 | 179.289 | 195.588 | 211.887 | 60.9075 | 87.9775 | 121.815 | 123.2283 | 86.476 | 149.1711 | 42.8839 | 98.0204 | 185.1038 | 163.5801 | 159.2754 | 112.2827 | 111.5721 | 114.1304 | 129.1962 | 97.286 | 180.674 | 3478.3431 | 143.5513 | 117.402 | 117.402 | 195.4358 | 85.8526 | 107.6756 | 138.2989 | 96.8092 | 128.4204 | 155.0924 | 82.9794 | 98.7849 | 197.5699 | 104.712 | 119.5298 | 251.9016 | 120.5176 | 143.2382 | 74.4425 | 133.9965 | 74.4425 | 133.9965 | 59.554 | 119.108 | 59.554 | 104.2195 | 44.6655 | 74.4425 | 114.093 | 130.392 | 146.691 | 162.99 | 179.289 | 195.588 | 211.887 | 60.9075 | 87.9775 | 121.815 | 123.2283 | 86.476 | 149.1711 | 42.8839 | 98.0204 | 185.1038 | 163.5801 | 159.2754 | 112.2827 | 111.5721 | 114.1304 | 129.1962 | 97.286 | 180.674
121 | 2750.572 | 3288.0796 | 3937.9022 | 4770.5921 | 234.2074 | 395.0878 | 573.1095 | 7446 | 58.1784 | 0.018937 | 58.2047 | 79.811 | 103.7194 |  | 78 | Tokamak | Magnetic | LCOE | 106 | USD/MWh | 2020 | Lindley et al. (2023) | 104.712 | 3951.3978 | 143.5513 | 117.402 | 117.402 | 195.4358 | 85.8526 | 107.6756 | 138.2989 | 96.8092 | 128.4204 | 155.0924 | 82.9794 | 98.7849 | 197.5699 | 104.712 | 119.5298 | 251.9016 | 120.5176 | 143.2382 | 74.4425 | 133.9965 | 74.4425 | 133.9965 | 59.554 | 119.108 | 59.554 | 104.2195 | 44.6655 | 74.4425 | 114.093 | 130.392 | 146.691 | 162.99 | 179.289 | 195.588 | 211.887 | 60.9075 | 87.9775 | 121.815 | 123.2283 | 86.476 | 149.1711 | 42.8839 | 98.0204 | 185.1038 | 163.5801 | 159.2754 | 112.2827 | 111.5721 | 114.1304 | 129.1962 | 97.286 | 180.674 | 3704.4354 | 143.5513 | 117.402 | 117.402 | 195.4358 | 85.8526 | 107.6756 | 138.2989 | 96.8092 | 128.4204 | 155.0924 | 82.9794 | 98.7849 | 197.5699 | 104.712 | 119.5298 | 251.9016 | 120.5176 | 143.2382 | 74.4425 | 133.9965 | 74.4425 | 133.9965 | 59.554 | 119.108 | 59.554 | 104.2195 | 44.6655 | 74.4425 | 114.093 | 130.392 | 146.691 | 162.99 | 179.289 | 195.588 | 211.887 | 60.9075 | 87.9775 | 121.815 | 123.2283 | 86.476 | 149.1711 | 42.8839 | 98.0204 | 185.1038 | 163.5801 | 159.2754 | 112.2827 | 111.5721 | 114.1304 | 129.1962 | 97.286 | 180.674
42 | 2821.9566 | 3373.414 | 4040.1012 | 4894.4015 | 240.2857 | 405.3414 | 587.9832 | 7446 | 58.1784 | 0.018937 | 59.0211 | 81.1881 | 105.7169 |  | 79 | Tokamak | Magnetic | LCOE | 121 | USD/MWh | 2020 | Lindley et al. (2023) | 119.5298 | 4186.854 | 143.5513 | 117.402 | 117.402 | 195.4358 | 85.8526 | 107.6756 | 138.2989 | 96.8092 | 128.4204 | 155.0924 | 82.9794 | 98.7849 | 197.5699 | 104.712 | 119.5298 | 251.9016 | 120.5176 | 143.2382 | 74.4425 | 133.9965 | 74.4425 | 133.9965 | 59.554 | 119.108 | 59.554 | 104.2195 | 44.6655 | 74.4425 | 114.093 | 130.392 | 146.691 | 162.99 | 179.289 | 195.588 | 211.887 | 60.9075 | 87.9775 | 121.815 | 123.2283 | 86.476 | 149.1711 | 42.8839 | 98.0204 | 185.1038 | 163.5801 | 159.2754 | 112.2827 | 111.5721 | 114.1304 | 129.1962 | 97.286 | 180.674 | 3951.3978 | 143.5513 | 117.402 | 117.402 | 195.4358 | 85.8526 | 107.6756 | 138.2989 | 96.8092 | 128.4204 | 155.0924 | 82.9794 | 98.7849 | 197.5699 | 104.712 | 119.5298 | 251.9016 | 120.5176 | 143.2382 | 74.4425 | 133.9965 | 74.4425 | 133.9965 | 59.554 | 119.108 | 59.554 | 104.2195 | 44.6655 | 74.4425 | 114.093 | 130.392 | 146.691 | 162.99 | 179.289 | 195.588 | 211.887 | 60.9075 | 87.9775 | 121.815 | 123.2283 | 86.476 | 149.1711 | 42.8839 | 98.0204 | 185.1038 | 163.5801 | 159.2754 | 112.2827 | 111.5721 | 114.1304 | 129.1962 | 97.286 | 180.674
104 | 3073.871 | 3674.5566 | 4400.7586 | 5331.3218 | 261.7358 | 441.526 | 640.4722 | 7446 | 58.1784 | 0.018937 | 61.9018 | 86.0477 | 112.7662 |  | 80 | Tokamak | Magnetic | LCOE | 255 | USD/MWh | 2020 | Lindley et al. (2023) | 251.9016 | 4229.9103 | 143.5513 | 117.402 | 117.402 | 195.4358 | 85.8526 | 107.6756 | 138.2989 | 96.8092 | 128.4204 | 155.0924 | 82.9794 | 98.7849 | 197.5699 | 104.712 | 119.5298 | 251.9016 | 120.5176 | 143.2382 | 74.4425 | 133.9965 | 74.4425 | 133.9965 | 59.554 | 119.108 | 59.554 | 104.2195 | 44.6655 | 74.4425 | 114.093 | 130.392 | 146.691 | 162.99 | 179.289 | 195.588 | 211.887 | 60.9075 | 87.9775 | 121.815 | 123.2283 | 86.476 | 149.1711 | 42.8839 | 98.0204 | 185.1038 | 163.5801 | 159.2754 | 112.2827 | 111.5721 | 114.1304 | 129.1962 | 97.286 | 180.674 | 4186.854 | 143.5513 | 117.402 | 117.402 | 195.4358 | 85.8526 | 107.6756 | 138.2989 | 96.8092 | 128.4204 | 155.0924 | 82.9794 | 98.7849 | 197.5699 | 104.712 | 119.5298 | 251.9016 | 120.5176 | 143.2382 | 74.4425 | 133.9965 | 74.4425 | 133.9965 | 59.554 | 119.108 | 59.554 | 104.2195 | 44.6655 | 74.4425 | 114.093 | 130.392 | 146.691 | 162.99 | 179.289 | 195.588 | 211.887 | 60.9075 | 87.9775 | 121.815 | 123.2283 | 86.476 | 149.1711 | 42.8839 | 98.0204 | 185.1038 | 163.5801 | 159.2754 | 112.2827 | 111.5721 | 114.1304 | 129.1962 | 97.286 | 180.674
109 | 3197.4545 | 3822.2905 | 4577.6891 | 5545.6652 | 272.2588 | 459.2773 | 666.222 | 7446 | 58.1784 | 0.018937 | 63.3151 | 88.4317 | 116.2244 |  | 81 | Tokamak | Magnetic | LCOE | 122 | USD/MWh | 2020 | Lindley et al. (2023) | 120.5176 | 4258.1196 | 143.5513 | 117.402 | 117.402 | 195.4358 | 85.8526 | 107.6756 | 138.2989 | 96.8092 | 128.4204 | 155.0924 | 82.9794 | 98.7849 | 197.5699 | 104.712 | 119.5298 | 251.9016 | 120.5176 | 143.2382 | 74.4425 | 133.9965 | 74.4425 | 133.9965 | 59.554 | 119.108 | 59.554 | 104.2195 | 44.6655 | 74.4425 | 114.093 | 130.392 | 146.691 | 162.99 | 179.289 | 195.588 | 211.887 | 60.9075 | 87.9775 | 121.815 | 123.2283 | 86.476 | 149.1711 | 42.8839 | 98.0204 | 185.1038 | 163.5801 | 159.2754 | 112.2827 | 111.5721 | 114.1304 | 129.1962 | 97.286 | 180.674 | 4229.9103 | 143.5513 | 117.402 | 117.402 | 195.4358 | 85.8526 | 107.6756 | 138.2989 | 96.8092 | 128.4204 | 155.0924 | 82.9794 | 98.7849 | 197.5699 | 104.712 | 119.5298 | 251.9016 | 120.5176 | 143.2382 | 74.4425 | 133.9965 | 74.4425 | 133.9965 | 59.554 | 119.108 | 59.554 | 104.2195 | 44.6655 | 74.4425 | 114.093 | 130.392 | 146.691 | 162.99 | 179.289 | 195.588 | 211.887 | 60.9075 | 87.9775 | 121.815 | 123.2283 | 86.476 | 149.1711 | 42.8839 | 98.0204 | 185.1038 | 163.5801 | 159.2754 | 112.2827 | 111.5721 | 114.1304 | 129.1962 | 97.286 | 180.674
58 | 3221.799 | 3851.3922 | 4612.5422 | 5587.8882 | 274.3317 | 462.7741 | 671.2945 | 7446 | 58.1784 | 0.018937 | 63.5935 | 88.9013 | 116.9057 |  | 82 | Tokamak | Magnetic | LCOE | 145 | USD/MWh | 2020 | Lindley et al. (2023) | 143.2382 | 4379.865 | 143.5513 | 117.402 | 117.402 | 195.4358 | 85.8526 | 107.6756 | 138.2989 | 96.8092 | 128.4204 | 155.0924 | 82.9794 | 98.7849 | 197.5699 | 104.712 | 119.5298 | 251.9016 | 120.5176 | 143.2382 | 74.4425 | 133.9965 | 74.4425 | 133.9965 | 59.554 | 119.108 | 59.554 | 104.2195 | 44.6655 | 74.4425 | 114.093 | 130.392 | 146.691 | 162.99 | 179.289 | 195.588 | 211.887 | 60.9075 | 87.9775 | 121.815 | 123.2283 | 86.476 | 149.1711 | 42.8839 | 98.0204 | 185.1038 | 163.5801 | 159.2754 | 112.2827 | 111.5721 | 114.1304 | 129.1962 | 97.286 | 180.674 | 4258.1196 | 143.5513 | 117.402 | 117.402 | 195.4358 | 85.8526 | 107.6756 | 138.2989 | 96.8092 | 128.4204 | 155.0924 | 82.9794 | 98.7849 | 197.5699 | 104.712 | 119.5298 | 251.9016 | 120.5176 | 143.2382 | 74.4425 | 133.9965 | 74.4425 | 133.9965 | 59.554 | 119.108 | 59.554 | 104.2195 | 44.6655 | 74.4425 | 114.093 | 130.392 | 146.691 | 162.99 | 179.289 | 195.588 | 211.887 | 60.9075 | 87.9775 | 121.815 | 123.2283 | 86.476 | 149.1711 | 42.8839 | 98.0204 | 185.1038 | 163.5801 | 159.2754 | 112.2827 | 111.5721 | 114.1304 | 129.1962 | 97.286 | 180.674
140 | 3335.52 | 3987.3362 | 4775.3528 | 5785.1259 | 284.0149 | 479.1088 | 694.9894 | 7446 | 58.1784 | 0.018937 | 64.8939 | 91.0951 | 120.0879 |  | 83 | Tokamak | Magnetic | LCOE | 50 | EUR/MWh | 2004 | Maisonnier et al. (2007) | 74.4425 | 4397.4881 | 143.5513 | 117.402 | 117.402 | 195.4358 | 85.8526 | 107.6756 | 138.2989 | 96.8092 | 128.4204 | 155.0924 | 82.9794 | 98.7849 | 197.5699 | 104.712 | 119.5298 | 251.9016 | 120.5176 | 143.2382 | 74.4425 | 133.9965 | 74.4425 | 133.9965 | 59.554 | 119.108 | 59.554 | 104.2195 | 44.6655 | 74.4425 | 114.093 | 130.392 | 146.691 | 162.99 | 179.289 | 195.588 | 211.887 | 60.9075 | 87.9775 | 121.815 | 123.2283 | 86.476 | 149.1711 | 42.8839 | 98.0204 | 185.1038 | 163.5801 | 159.2754 | 112.2827 | 111.5721 | 114.1304 | 129.1962 | 97.286 | 180.674 | 4379.865 | 143.5513 | 117.402 | 117.402 | 195.4358 | 85.8526 | 107.6756 | 138.2989 | 96.8092 | 128.4204 | 155.0924 | 82.9794 | 98.7849 | 197.5699 | 104.712 | 119.5298 | 251.9016 | 120.5176 | 143.2382 | 74.4425 | 133.9965 | 74.4425 | 133.9965 | 59.554 | 119.108 | 59.554 | 104.2195 | 44.6655 | 74.4425 | 114.093 | 130.392 | 146.691 | 162.99 | 179.289 | 195.588 | 211.887 | 60.9075 | 87.9775 | 121.815 | 123.2283 | 86.476 | 149.1711 | 42.8839 | 98.0204 | 185.1038 | 163.5801 | 159.2754 | 112.2827 | 111.5721 | 114.1304 | 129.1962 | 97.286 | 180.674
62 | 3478.3431 | 4158.0694 | 4979.8279 | 6032.8383 | 296.1761 | 499.6237 | 724.748 | 7446 | 58.1784 | 0.018937 | 66.5272 | 93.8502 | 124.0845 |  | 84 | Tokamak | Magnetic | LCOE | 90 | EUR/MWh | 2004 | Maisonnier et al. (2007) | 133.9965 | 4418.3381 | 143.5513 | 117.402 | 117.402 | 195.4358 | 85.8526 | 107.6756 | 138.2989 | 96.8092 | 128.4204 | 155.0924 | 82.9794 | 98.7849 | 197.5699 | 104.712 | 119.5298 | 251.9016 | 120.5176 | 143.2382 | 74.4425 | 133.9965 | 74.4425 | 133.9965 | 59.554 | 119.108 | 59.554 | 104.2195 | 44.6655 | 74.4425 | 114.093 | 130.392 | 146.691 | 162.99 | 179.289 | 195.588 | 211.887 | 60.9075 | 87.9775 | 121.815 | 123.2283 | 86.476 | 149.1711 | 42.8839 | 98.0204 | 185.1038 | 163.5801 | 159.2754 | 112.2827 | 111.5721 | 114.1304 | 129.1962 | 97.286 | 180.674 | 4397.4881 | 143.5513 | 117.402 | 117.402 | 195.4358 | 85.8526 | 107.6756 | 138.2989 | 96.8092 | 128.4204 | 155.0924 | 82.9794 | 98.7849 | 197.5699 | 104.712 | 119.5298 | 251.9016 | 120.5176 | 143.2382 | 74.4425 | 133.9965 | 74.4425 | 133.9965 | 59.554 | 119.108 | 59.554 | 104.2195 | 44.6655 | 74.4425 | 114.093 | 130.392 | 146.691 | 162.99 | 179.289 | 195.588 | 211.887 | 60.9075 | 87.9775 | 121.815 | 123.2283 | 86.476 | 149.1711 | 42.8839 | 98.0204 | 185.1038 | 163.5801 | 159.2754 | 112.2827 | 111.5721 | 114.1304 | 129.1962 | 97.286 | 180.674
60 | 3704.4354 | 4428.3439 | 5303.5167 | 6424.9728 | 315.4275 | 532.0992 | 771.8567 | 7446 | 58.1784 | 0.018937 | 69.1126 | 98.2117 | 130.4112 |  | 85 | Tokamak | Magnetic | LCOE | 50 | EUR/MWh | 2004 | Maisonnier et al. (2007) | 74.4425 | 4463.3824 | 143.5513 | 117.402 | 117.402 | 195.4358 | 85.8526 | 107.6756 | 138.2989 | 96.8092 | 128.4204 | 155.0924 | 82.9794 | 98.7849 | 197.5699 | 104.712 | 119.5298 | 251.9016 | 120.5176 | 143.2382 | 74.4425 | 133.9965 | 74.4425 | 133.9965 | 59.554 | 119.108 | 59.554 | 104.2195 | 44.6655 | 74.4425 | 114.093 | 130.392 | 146.691 | 162.99 | 179.289 | 195.588 | 211.887 | 60.9075 | 87.9775 | 121.815 | 123.2283 | 86.476 | 149.1711 | 42.8839 | 98.0204 | 185.1038 | 163.5801 | 159.2754 | 112.2827 | 111.5721 | 114.1304 | 129.1962 | 97.286 | 180.674 | 4418.3381 | 143.5513 | 117.402 | 117.402 | 195.4358 | 85.8526 | 107.6756 | 138.2989 | 96.8092 | 128.4204 | 155.0924 | 82.9794 | 98.7849 | 197.5699 | 104.712 | 119.5298 | 251.9016 | 120.5176 | 143.2382 | 74.4425 | 133.9965 | 74.4425 | 133.9965 | 59.554 | 119.108 | 59.554 | 104.2195 | 44.6655 | 74.4425 | 114.093 | 130.392 | 146.691 | 162.99 | 179.289 | 195.588 | 211.887 | 60.9075 | 87.9775 | 121.815 | 123.2283 | 86.476 | 149.1711 | 42.8839 | 98.0204 | 185.1038 | 163.5801 | 159.2754 | 112.2827 | 111.5721 | 114.1304 | 129.1962 | 97.286 | 180.674
120 | 3875.806 | 4633.2031 | 5548.8623 | 6722.1979 | 330.0195 | 556.7146 | 807.5634 | 7446 | 58.1784 | 0.018937 | 71.0723 | 101.5176 | 135.2066 |  | 86 | Tokamak | Magnetic | LCOE | 90 | EUR/MWh | 2004 | Maisonnier et al. (2007) | 133.9965 | 4917.8393 | 143.5513 | 117.402 | 117.402 | 195.4358 | 85.8526 | 107.6756 | 138.2989 | 96.8092 | 128.4204 | 155.0924 | 82.9794 | 98.7849 | 197.5699 | 104.712 | 119.5298 | 251.9016 | 120.5176 | 143.2382 | 74.4425 | 133.9965 | 74.4425 | 133.9965 | 59.554 | 119.108 | 59.554 | 104.2195 | 44.6655 | 74.4425 | 114.093 | 130.392 | 146.691 | 162.99 | 179.289 | 195.588 | 211.887 | 60.9075 | 87.9775 | 121.815 | 123.2283 | 86.476 | 149.1711 | 42.8839 | 98.0204 | 185.1038 | 163.5801 | 159.2754 | 112.2827 | 111.5721 | 114.1304 | 129.1962 | 97.286 | 180.674 | 4463.3824 | 143.5513 | 117.402 | 117.402 | 195.4358 | 85.8526 | 107.6756 | 138.2989 | 96.8092 | 128.4204 | 155.0924 | 82.9794 | 98.7849 | 197.5699 | 104.712 | 119.5298 | 251.9016 | 120.5176 | 143.2382 | 74.4425 | 133.9965 | 74.4425 | 133.9965 | 59.554 | 119.108 | 59.554 | 104.2195 | 44.6655 | 74.4425 | 114.093 | 130.392 | 146.691 | 162.99 | 179.289 | 195.588 | 211.887 | 60.9075 | 87.9775 | 121.815 | 123.2283 | 86.476 | 149.1711 | 42.8839 | 98.0204 | 185.1038 | 163.5801 | 159.2754 | 112.2827 | 111.5721 | 114.1304 | 129.1962 | 97.286 | 180.674
61 | 3951.3978 | 4723.5668 | 5657.0845 | 6853.3044 | 336.456 | 567.5725 | 823.3138 | 7446 | 58.1784 | 0.018937 | 71.9368 | 102.9758 | 137.3219 |  | 87 | Tokamak | Magnetic | LCOE | 40 | EUR/MWh | 2004 | Maisonnier et al. (2007) | 59.554 | 4939.2473 | 143.5513 | 117.402 | 117.402 | 195.4358 | 85.8526 | 107.6756 | 138.2989 | 96.8092 | 128.4204 | 155.0924 | 82.9794 | 98.7849 | 197.5699 | 104.712 | 119.5298 | 251.9016 | 120.5176 | 143.2382 | 74.4425 | 133.9965 | 74.4425 | 133.9965 | 59.554 | 119.108 | 59.554 | 104.2195 | 44.6655 | 74.4425 | 114.093 | 130.392 | 146.691 | 162.99 | 179.289 | 195.588 | 211.887 | 60.9075 | 87.9775 | 121.815 | 123.2283 | 86.476 | 149.1711 | 42.8839 | 98.0204 | 185.1038 | 163.5801 | 159.2754 | 112.2827 | 111.5721 | 114.1304 | 129.1962 | 97.286 | 180.674 | 4917.8393 | 143.5513 | 117.402 | 117.402 | 195.4358 | 85.8526 | 107.6756 | 138.2989 | 96.8092 | 128.4204 | 155.0924 | 82.9794 | 98.7849 | 197.5699 | 104.712 | 119.5298 | 251.9016 | 120.5176 | 143.2382 | 74.4425 | 133.9965 | 74.4425 | 133.9965 | 59.554 | 119.108 | 59.554 | 104.2195 | 44.6655 | 74.4425 | 114.093 | 130.392 | 146.691 | 162.99 | 179.289 | 195.588 | 211.887 | 60.9075 | 87.9775 | 121.815 | 123.2283 | 86.476 | 149.1711 | 42.8839 | 98.0204 | 185.1038 | 163.5801 | 159.2754 | 112.2827 | 111.5721 | 114.1304 | 129.1962 | 97.286 | 180.674
57 | 4186.854 | 5005.0351 | 5994.1793 | 7261.6796 | 356.5048 | 601.3931 | 872.3734 | 7446 | 58.1784 | 0.018937 | 74.6293 | 107.5179 | 143.9106 |  | 88 | Tokamak | Magnetic | LCOE | 80 | EUR/MWh | 2004 | Maisonnier et al. (2007) | 119.108 | 4978.0347 | 143.5513 | 117.402 | 117.402 | 195.4358 | 85.8526 | 107.6756 | 138.2989 | 96.8092 | 128.4204 | 155.0924 | 82.9794 | 98.7849 | 197.5699 | 104.712 | 119.5298 | 251.9016 | 120.5176 | 143.2382 | 74.4425 | 133.9965 | 74.4425 | 133.9965 | 59.554 | 119.108 | 59.554 | 104.2195 | 44.6655 | 74.4425 | 114.093 | 130.392 | 146.691 | 162.99 | 179.289 | 195.588 | 211.887 | 60.9075 | 87.9775 | 121.815 | 123.2283 | 86.476 | 149.1711 | 42.8839 | 98.0204 | 185.1038 | 163.5801 | 159.2754 | 112.2827 | 111.5721 | 114.1304 | 129.1962 | 97.286 | 180.674 | 4939.2473 | 143.5513 | 117.402 | 117.402 | 195.4358 | 85.8526 | 107.6756 | 138.2989 | 96.8092 | 128.4204 | 155.0924 | 82.9794 | 98.7849 | 197.5699 | 104.712 | 119.5298 | 251.9016 | 120.5176 | 143.2382 | 74.4425 | 133.9965 | 74.4425 | 133.9965 | 59.554 | 119.108 | 59.554 | 104.2195 | 44.6655 | 74.4425 | 114.093 | 130.392 | 146.691 | 162.99 | 179.289 | 195.588 | 211.887 | 60.9075 | 87.9775 | 121.815 | 123.2283 | 86.476 | 149.1711 | 42.8839 | 98.0204 | 185.1038 | 163.5801 | 159.2754 | 112.2827 | 111.5721 | 114.1304 | 129.1962 | 97.286 | 180.674
50 | 4229.9103 | 5056.5053 | 6055.8216 | 7336.3564 | 360.171 | 607.5776 | 881.3447 | 7446 | 58.1784 | 0.018937 | 75.1217 | 108.3485 | 145.1155 |  | 89 | Tokamak | Magnetic | LCOE | 40 | EUR/MWh | 2004 | Maisonnier et al. (2007) | 59.554 | 5560.2892 | 143.5513 | 117.402 | 117.402 | 195.4358 | 85.8526 | 107.6756 | 138.2989 | 96.8092 | 128.4204 | 155.0924 | 82.9794 | 98.7849 | 197.5699 | 104.712 | 119.5298 | 251.9016 | 120.5176 | 143.2382 | 74.4425 | 133.9965 | 74.4425 | 133.9965 | 59.554 | 119.108 | 59.554 | 104.2195 | 44.6655 | 74.4425 | 114.093 | 130.392 | 146.691 | 162.99 | 179.289 | 195.588 | 211.887 | 60.9075 | 87.9775 | 121.815 | 123.2283 | 86.476 | 149.1711 | 42.8839 | 98.0204 | 185.1038 | 163.5801 | 159.2754 | 112.2827 | 111.5721 | 114.1304 | 129.1962 | 97.286 | 180.674 | 4978.0347 | 143.5513 | 117.402 | 117.402 | 195.4358 | 85.8526 | 107.6756 | 138.2989 | 96.8092 | 128.4204 | 155.0924 | 82.9794 | 98.7849 | 197.5699 | 104.712 | 119.5298 | 251.9016 | 120.5176 | 143.2382 | 74.4425 | 133.9965 | 74.4425 | 133.9965 | 59.554 | 119.108 | 59.554 | 104.2195 | 44.6655 | 74.4425 | 114.093 | 130.392 | 146.691 | 162.99 | 179.289 | 195.588 | 211.887 | 60.9075 | 87.9775 | 121.815 | 123.2283 | 86.476 | 149.1711 | 42.8839 | 98.0204 | 185.1038 | 163.5801 | 159.2754 | 112.2827 | 111.5721 | 114.1304 | 129.1962 | 97.286 | 180.674
54 | 4258.1196 | 5090.2271 | 6096.2079 | 7385.2826 | 362.5729 | 611.6295 | 887.2224 | 7446 | 58.1784 | 0.018937 | 75.4443 | 108.8927 | 145.9049 |  | 90 | Tokamak | Magnetic | LCOE | 70 | EUR/MWh | 2004 | Maisonnier et al. (2007) | 104.2195 | 5599.55 | 143.5513 | 117.402 | 117.402 | 195.4358 | 85.8526 | 107.6756 | 138.2989 | 96.8092 | 128.4204 | 155.0924 | 82.9794 | 98.7849 | 197.5699 | 104.712 | 119.5298 | 251.9016 | 120.5176 | 143.2382 | 74.4425 | 133.9965 | 74.4425 | 133.9965 | 59.554 | 119.108 | 59.554 | 104.2195 | 44.6655 | 74.4425 | 114.093 | 130.392 | 146.691 | 162.99 | 179.289 | 195.588 | 211.887 | 60.9075 | 87.9775 | 121.815 | 123.2283 | 86.476 | 149.1711 | 42.8839 | 98.0204 | 185.1038 | 163.5801 | 159.2754 | 112.2827 | 111.5721 | 114.1304 | 129.1962 | 97.286 | 180.674 | 5560.2892 | 143.5513 | 117.402 | 117.402 | 195.4358 | 85.8526 | 107.6756 | 138.2989 | 96.8092 | 128.4204 | 155.0924 | 82.9794 | 98.7849 | 197.5699 | 104.712 | 119.5298 | 251.9016 | 120.5176 | 143.2382 | 74.4425 | 133.9965 | 74.4425 | 133.9965 | 59.554 | 119.108 | 59.554 | 104.2195 | 44.6655 | 74.4425 | 114.093 | 130.392 | 146.691 | 162.99 | 179.289 | 195.588 | 211.887 | 60.9075 | 87.9775 | 121.815 | 123.2283 | 86.476 | 149.1711 | 42.8839 | 98.0204 | 185.1038 | 163.5801 | 159.2754 | 112.2827 | 111.5721 | 114.1304 | 129.1962 | 97.286 | 180.674
56 | 4379.865 | 5235.7636 | 6270.5067 | 7596.4379 | 372.9394 | 629.1169 | 912.5892 | 7446 | 58.1784 | 0.018937 | 76.8365 | 111.2412 | 149.3116 |  | 91 | Tokamak | Magnetic | LCOE | 30 | EUR/MWh | 2004 | Maisonnier et al. (2007) | 44.6655 | 5663.3409 | 143.5513 | 117.402 | 117.402 | 195.4358 | 85.8526 | 107.6756 | 138.2989 | 96.8092 | 128.4204 | 155.0924 | 82.9794 | 98.7849 | 197.5699 | 104.712 | 119.5298 | 251.9016 | 120.5176 | 143.2382 | 74.4425 | 133.9965 | 74.4425 | 133.9965 | 59.554 | 119.108 | 59.554 | 104.2195 | 44.6655 | 74.4425 | 114.093 | 130.392 | 146.691 | 162.99 | 179.289 | 195.588 | 211.887 | 60.9075 | 87.9775 | 121.815 | 123.2283 | 86.476 | 149.1711 | 42.8839 | 98.0204 | 185.1038 | 163.5801 | 159.2754 | 112.2827 | 111.5721 | 114.1304 | 129.1962 | 97.286 | 180.674 | 5599.55 | 143.5513 | 117.402 | 117.402 | 195.4358 | 85.8526 | 107.6756 | 138.2989 | 96.8092 | 128.4204 | 155.0924 | 82.9794 | 98.7849 | 197.5699 | 104.712 | 119.5298 | 251.9016 | 120.5176 | 143.2382 | 74.4425 | 133.9965 | 74.4425 | 133.9965 | 59.554 | 119.108 | 59.554 | 104.2195 | 44.6655 | 74.4425 | 114.093 | 130.392 | 146.691 | 162.99 | 179.289 | 195.588 | 211.887 | 60.9075 | 87.9775 | 121.815 | 123.2283 | 86.476 | 149.1711 | 42.8839 | 98.0204 | 185.1038 | 163.5801 | 159.2754 | 112.2827 | 111.5721 | 114.1304 | 129.1962 | 97.286 | 180.674
44 | 4397.4881 | 5256.8306 | 6295.7371 | 7627.0034 | 374.44 | 631.6482 | 916.2612 | 7446 | 58.1784 | 0.018937 | 77.038 | 111.5812 | 149.8048 |  | 92 | Tokamak | Magnetic | LCOE | 50 | EUR/MWh | 2004 | Maisonnier et al. (2007) | 74.4425 | 5849.718 | 143.5513 | 117.402 | 117.402 | 195.4358 | 85.8526 | 107.6756 | 138.2989 | 96.8092 | 128.4204 | 155.0924 | 82.9794 | 98.7849 | 197.5699 | 104.712 | 119.5298 | 251.9016 | 120.5176 | 143.2382 | 74.4425 | 133.9965 | 74.4425 | 133.9965 | 59.554 | 119.108 | 59.554 | 104.2195 | 44.6655 | 74.4425 | 114.093 | 130.392 | 146.691 | 162.99 | 179.289 | 195.588 | 211.887 | 60.9075 | 87.9775 | 121.815 | 123.2283 | 86.476 | 149.1711 | 42.8839 | 98.0204 | 185.1038 | 163.5801 | 159.2754 | 112.2827 | 111.5721 | 114.1304 | 129.1962 | 97.286 | 180.674 | 5663.3409 | 143.5513 | 117.402 | 117.402 | 195.4358 | 85.8526 | 107.6756 | 138.2989 | 96.8092 | 128.4204 | 155.0924 | 82.9794 | 98.7849 | 197.5699 | 104.712 | 119.5298 | 251.9016 | 120.5176 | 143.2382 | 74.4425 | 133.9965 | 74.4425 | 133.9965 | 59.554 | 119.108 | 59.554 | 104.2195 | 44.6655 | 74.4425 | 114.093 | 130.392 | 146.691 | 162.99 | 179.289 | 195.588 | 211.887 | 60.9075 | 87.9775 | 121.815 | 123.2283 | 86.476 | 149.1711 | 42.8839 | 98.0204 | 185.1038 | 163.5801 | 159.2754 | 112.2827 | 111.5721 | 114.1304 | 129.1962 | 97.286 | 180.674
5 | 4418.3381 | 5281.755 | 6325.5874 | 7663.1656 | 376.2153 | 634.6431 | 920.6055 | 7446 | 58.1784 | 0.018937 | 77.2765 | 111.9834 | 150.3882 |  | 93 | n.a. | n.a. | LCOE | 70 | USD/MWh | 1996 | Cook et al. (2002) | 114.093 | 6057.4176 | 143.5513 | 117.402 | 117.402 | 195.4358 | 85.8526 | 107.6756 | 138.2989 | 96.8092 | 128.4204 | 155.0924 | 82.9794 | 98.7849 | 197.5699 | 104.712 | 119.5298 | 251.9016 | 120.5176 | 143.2382 | 74.4425 | 133.9965 | 74.4425 | 133.9965 | 59.554 | 119.108 | 59.554 | 104.2195 | 44.6655 | 74.4425 | 114.093 | 130.392 | 146.691 | 162.99 | 179.289 | 195.588 | 211.887 | 60.9075 | 87.9775 | 121.815 | 123.2283 | 86.476 | 149.1711 | 42.8839 | 98.0204 | 185.1038 | 163.5801 | 159.2754 | 112.2827 | 111.5721 | 114.1304 | 129.1962 | 97.286 | 180.674 | 5849.718 | 143.5513 | 117.402 | 117.402 | 195.4358 | 85.8526 | 107.6756 | 138.2989 | 96.8092 | 128.4204 | 155.0924 | 82.9794 | 98.7849 | 197.5699 | 104.712 | 119.5298 | 251.9016 | 120.5176 | 143.2382 | 74.4425 | 133.9965 | 74.4425 | 133.9965 | 59.554 | 119.108 | 59.554 | 104.2195 | 44.6655 | 74.4425 | 114.093 | 130.392 | 146.691 | 162.99 | 179.289 | 195.588 | 211.887 | 60.9075 | 87.9775 | 121.815 | 123.2283 | 86.476 | 149.1711 | 42.8839 | 98.0204 | 185.1038 | 163.5801 | 159.2754 | 112.2827 | 111.5721 | 114.1304 | 129.1962 | 97.286 | 180.674
149 | 4444.2182 | 5312.6926 | 6362.6391 | 7708.0521 | 378.419 | 638.3605 | 925.9979 | 7446 | 58.1784 | 0.018937 | 77.5724 | 112.4826 | 151.1124 |  | 94 | n.a. | n.a. | LCOE | 80 | USD/MWh | 1996 | Cook et al. (2002) | 130.392 | 6168.9285 | 143.5513 | 117.402 | 117.402 | 195.4358 | 85.8526 | 107.6756 | 138.2989 | 96.8092 | 128.4204 | 155.0924 | 82.9794 | 98.7849 | 197.5699 | 104.712 | 119.5298 | 251.9016 | 120.5176 | 143.2382 | 74.4425 | 133.9965 | 74.4425 | 133.9965 | 59.554 | 119.108 | 59.554 | 104.2195 | 44.6655 | 74.4425 | 114.093 | 130.392 | 146.691 | 162.99 | 179.289 | 195.588 | 211.887 | 60.9075 | 87.9775 | 121.815 | 123.2283 | 86.476 | 149.1711 | 42.8839 | 98.0204 | 185.1038 | 163.5801 | 159.2754 | 112.2827 | 111.5721 | 114.1304 | 129.1962 | 97.286 | 180.674 | 6057.4176 | 143.5513 | 117.402 | 117.402 | 195.4358 | 85.8526 | 107.6756 | 138.2989 | 96.8092 | 128.4204 | 155.0924 | 82.9794 | 98.7849 | 197.5699 | 104.712 | 119.5298 | 251.9016 | 120.5176 | 143.2382 | 74.4425 | 133.9965 | 74.4425 | 133.9965 | 59.554 | 119.108 | 59.554 | 104.2195 | 44.6655 | 74.4425 | 114.093 | 130.392 | 146.691 | 162.99 | 179.289 | 195.588 | 211.887 | 60.9075 | 87.9775 | 121.815 | 123.2283 | 86.476 | 149.1711 | 42.8839 | 98.0204 | 185.1038 | 163.5801 | 159.2754 | 112.2827 | 111.5721 | 114.1304 | 129.1962 | 97.286 | 180.674
9 | 4463.3824 | 5335.6017 | 6390.0758 | 7741.2905 | 380.0508 | 641.1132 | 929.9909 | 7446 | 58.1784 | 0.018937 | 77.7916 | 112.8523 | 151.6487 |  | 95 | n.a. | n.a. | LCOE | 90 | USD/MWh | 1996 | Cook et al. (2002) | 146.691 | 6327.9462 | 143.5513 | 117.402 | 117.402 | 195.4358 | 85.8526 | 107.6756 | 138.2989 | 96.8092 | 128.4204 | 155.0924 | 82.9794 | 98.7849 | 197.5699 | 104.712 | 119.5298 | 251.9016 | 120.5176 | 143.2382 | 74.4425 | 133.9965 | 74.4425 | 133.9965 | 59.554 | 119.108 | 59.554 | 104.2195 | 44.6655 | 74.4425 | 114.093 | 130.392 | 146.691 | 162.99 | 179.289 | 195.588 | 211.887 | 60.9075 | 87.9775 | 121.815 | 123.2283 | 86.476 | 149.1711 | 42.8839 | 98.0204 | 185.1038 | 163.5801 | 159.2754 | 112.2827 | 111.5721 | 114.1304 | 129.1962 | 97.286 | 180.674 | 6168.9285 | 143.5513 | 117.402 | 117.402 | 195.4358 | 85.8526 | 107.6756 | 138.2989 | 96.8092 | 128.4204 | 155.0924 | 82.9794 | 98.7849 | 197.5699 | 104.712 | 119.5298 | 251.9016 | 120.5176 | 143.2382 | 74.4425 | 133.9965 | 74.4425 | 133.9965 | 59.554 | 119.108 | 59.554 | 104.2195 | 44.6655 | 74.4425 | 114.093 | 130.392 | 146.691 | 162.99 | 179.289 | 195.588 | 211.887 | 60.9075 | 87.9775 | 121.815 | 123.2283 | 86.476 | 149.1711 | 42.8839 | 98.0204 | 185.1038 | 163.5801 | 159.2754 | 112.2827 | 111.5721 | 114.1304 | 129.1962 | 97.286 | 180.674
117 | 4790.8782 | 5727.0956 | 6858.9406 | 8309.2992 | 407.9366 | 688.1541 | 998.228 | 7446 | 58.1784 | 0.018937 | 81.5366 | 119.1699 | 160.8129 |  | 96 | n.a. | n.a. | LCOE | 100 | USD/MWh | 1996 | Cook et al. (2002) | 162.99 | 6513.5063 | 143.5513 | 117.402 | 117.402 | 195.4358 | 85.8526 | 107.6756 | 138.2989 | 96.8092 | 128.4204 | 155.0924 | 82.9794 | 98.7849 | 197.5699 | 104.712 | 119.5298 | 251.9016 | 120.5176 | 143.2382 | 74.4425 | 133.9965 | 74.4425 | 133.9965 | 59.554 | 119.108 | 59.554 | 104.2195 | 44.6655 | 74.4425 | 114.093 | 130.392 | 146.691 | 162.99 | 179.289 | 195.588 | 211.887 | 60.9075 | 87.9775 | 121.815 | 123.2283 | 86.476 | 149.1711 | 42.8839 | 98.0204 | 185.1038 | 163.5801 | 159.2754 | 112.2827 | 111.5721 | 114.1304 | 129.1962 | 97.286 | 180.674 | 6327.9462 | 143.5513 | 117.402 | 117.402 | 195.4358 | 85.8526 | 107.6756 | 138.2989 | 96.8092 | 128.4204 | 155.0924 | 82.9794 | 98.7849 | 197.5699 | 104.712 | 119.5298 | 251.9016 | 120.5176 | 143.2382 | 74.4425 | 133.9965 | 74.4425 | 133.9965 | 59.554 | 119.108 | 59.554 | 104.2195 | 44.6655 | 74.4425 | 114.093 | 130.392 | 146.691 | 162.99 | 179.289 | 195.588 | 211.887 | 60.9075 | 87.9775 | 121.815 | 123.2283 | 86.476 | 149.1711 | 42.8839 | 98.0204 | 185.1038 | 163.5801 | 159.2754 | 112.2827 | 111.5721 | 114.1304 | 129.1962 | 97.286 | 180.674
20 | 4917.8393 | 5878.8671 | 7040.7066 | 8529.5005 | 418.7472 | 706.3906 | 1024.6816 | 7446 | 58.1784 | 0.018937 | 82.9885 | 121.6191 | 164.3657 |  | 97 | n.a. | n.a. | LCOE | 110 | USD/MWh | 1996 | Cook et al. (2002) | 179.289 | 6672.347 | 143.5513 | 117.402 | 117.402 | 195.4358 | 85.8526 | 107.6756 | 138.2989 | 96.8092 | 128.4204 | 155.0924 | 82.9794 | 98.7849 | 197.5699 | 104.712 | 119.5298 | 251.9016 | 120.5176 | 143.2382 | 74.4425 | 133.9965 | 74.4425 | 133.9965 | 59.554 | 119.108 | 59.554 | 104.2195 | 44.6655 | 74.4425 | 114.093 | 130.392 | 146.691 | 162.99 | 179.289 | 195.588 | 211.887 | 60.9075 | 87.9775 | 121.815 | 123.2283 | 86.476 | 149.1711 | 42.8839 | 98.0204 | 185.1038 | 163.5801 | 159.2754 | 112.2827 | 111.5721 | 114.1304 | 129.1962 | 97.286 | 180.674 | 6513.5063 | 143.5513 | 117.402 | 117.402 | 195.4358 | 85.8526 | 107.6756 | 138.2989 | 96.8092 | 128.4204 | 155.0924 | 82.9794 | 98.7849 | 197.5699 | 104.712 | 119.5298 | 251.9016 | 120.5176 | 143.2382 | 74.4425 | 133.9965 | 74.4425 | 133.9965 | 59.554 | 119.108 | 59.554 | 104.2195 | 44.6655 | 74.4425 | 114.093 | 130.392 | 146.691 | 162.99 | 179.289 | 195.588 | 211.887 | 60.9075 | 87.9775 | 121.815 | 123.2283 | 86.476 | 149.1711 | 42.8839 | 98.0204 | 185.1038 | 163.5801 | 159.2754 | 112.2827 | 111.5721 | 114.1304 | 129.1962 | 97.286 | 180.674
59 | 4939.2473 | 5904.4585 | 7071.3557 | 8566.6304 | 420.57 | 709.4656 | 1029.1422 | 7446 | 58.1784 | 0.018937 | 83.2333 | 122.0321 | 164.9647 |  | 98 | n.a. | n.a. | LCOE | 120 | USD/MWh | 1996 | Cook et al. (2002) | 195.588 | 7131.2852 | 143.5513 | 117.402 | 117.402 | 195.4358 | 85.8526 | 107.6756 | 138.2989 | 96.8092 | 128.4204 | 155.0924 | 82.9794 | 98.7849 | 197.5699 | 104.712 | 119.5298 | 251.9016 | 120.5176 | 143.2382 | 74.4425 | 133.9965 | 74.4425 | 133.9965 | 59.554 | 119.108 | 59.554 | 104.2195 | 44.6655 | 74.4425 | 114.093 | 130.392 | 146.691 | 162.99 | 179.289 | 195.588 | 211.887 | 60.9075 | 87.9775 | 121.815 | 123.2283 | 86.476 | 149.1711 | 42.8839 | 98.0204 | 185.1038 | 163.5801 | 159.2754 | 112.2827 | 111.5721 | 114.1304 | 129.1962 | 97.286 | 180.674 | 6672.347 | 143.5513 | 117.402 | 117.402 | 195.4358 | 85.8526 | 107.6756 | 138.2989 | 96.8092 | 128.4204 | 155.0924 | 82.9794 | 98.7849 | 197.5699 | 104.712 | 119.5298 | 251.9016 | 120.5176 | 143.2382 | 74.4425 | 133.9965 | 74.4425 | 133.9965 | 59.554 | 119.108 | 59.554 | 104.2195 | 44.6655 | 74.4425 | 114.093 | 130.392 | 146.691 | 162.99 | 179.289 | 195.588 | 211.887 | 60.9075 | 87.9775 | 121.815 | 123.2283 | 86.476 | 149.1711 | 42.8839 | 98.0204 | 185.1038 | 163.5801 | 159.2754 | 112.2827 | 111.5721 | 114.1304 | 129.1962 | 97.286 | 180.674
3 | 4978.0347 | 5950.8256 | 7126.8863 | 8633.9033 | 423.8727 | 715.037 | 1037.224 | 7446 | 58.1784 | 0.018937 | 83.6769 | 122.7803 | 166.0501 |  | 99 | n.a. | n.a. | LCOE | 130 | USD/MWh | 1996 | Cook et al. (2002) | 211.887 | 7189.4838 | 143.5513 | 117.402 | 117.402 | 195.4358 | 85.8526 | 107.6756 | 138.2989 | 96.8092 | 128.4204 | 155.0924 | 82.9794 | 98.7849 | 197.5699 | 104.712 | 119.5298 | 251.9016 | 120.5176 | 143.2382 | 74.4425 | 133.9965 | 74.4425 | 133.9965 | 59.554 | 119.108 | 59.554 | 104.2195 | 44.6655 | 74.4425 | 114.093 | 130.392 | 146.691 | 162.99 | 179.289 | 195.588 | 211.887 | 60.9075 | 87.9775 | 121.815 | 123.2283 | 86.476 | 149.1711 | 42.8839 | 98.0204 | 185.1038 | 163.5801 | 159.2754 | 112.2827 | 111.5721 | 114.1304 | 129.1962 | 97.286 | 180.674 | 7131.2852 | 143.5513 | 117.402 | 117.402 | 195.4358 | 85.8526 | 107.6756 | 138.2989 | 96.8092 | 128.4204 | 155.0924 | 82.9794 | 98.7849 | 197.5699 | 104.712 | 119.5298 | 251.9016 | 120.5176 | 143.2382 | 74.4425 | 133.9965 | 74.4425 | 133.9965 | 59.554 | 119.108 | 59.554 | 104.2195 | 44.6655 | 74.4425 | 114.093 | 130.392 | 146.691 | 162.99 | 179.289 | 195.588 | 211.887 | 60.9075 | 87.9775 | 121.815 | 123.2283 | 86.476 | 149.1711 | 42.8839 | 98.0204 | 185.1038 | 163.5801 | 159.2754 | 112.2827 | 111.5721 | 114.1304 | 129.1962 | 97.286 | 180.674
119 | 5001.04 | 5978.3266 | 7159.8223 | 8673.8038 | 425.8316 | 718.3415 | 1042.0173 | 7446 | 58.1784 | 0.018937 | 83.9399 | 123.2241 | 166.6939 |  | 100 | Tokamak | Magnetic | LCOE | 45 | USD/MWh | 2004 | Magaud et al. (2004) | 60.9075 | 7316.4291 | 143.5513 | 117.402 | 117.402 | 195.4358 | 85.8526 | 107.6756 | 138.2989 | 96.8092 | 128.4204 | 155.0924 | 82.9794 | 98.7849 | 197.5699 | 104.712 | 119.5298 | 251.9016 | 120.5176 | 143.2382 | 74.4425 | 133.9965 | 74.4425 | 133.9965 | 59.554 | 119.108 | 59.554 | 104.2195 | 44.6655 | 74.4425 | 114.093 | 130.392 | 146.691 | 162.99 | 179.289 | 195.588 | 211.887 | 60.9075 | 87.9775 | 121.815 | 123.2283 | 86.476 | 149.1711 | 42.8839 | 98.0204 | 185.1038 | 163.5801 | 159.2754 | 112.2827 | 111.5721 | 114.1304 | 129.1962 | 97.286 | 180.674 | 7189.4838 | 143.5513 | 117.402 | 117.402 | 195.4358 | 85.8526 | 107.6756 | 138.2989 | 96.8092 | 128.4204 | 155.0924 | 82.9794 | 98.7849 | 197.5699 | 104.712 | 119.5298 | 251.9016 | 120.5176 | 143.2382 | 74.4425 | 133.9965 | 74.4425 | 133.9965 | 59.554 | 119.108 | 59.554 | 104.2195 | 44.6655 | 74.4425 | 114.093 | 130.392 | 146.691 | 162.99 | 179.289 | 195.588 | 211.887 | 60.9075 | 87.9775 | 121.815 | 123.2283 | 86.476 | 149.1711 | 42.8839 | 98.0204 | 185.1038 | 163.5801 | 159.2754 | 112.2827 | 111.5721 | 114.1304 | 129.1962 | 97.286 | 180.674
118 | 5280.9398 | 6312.9235 | 7560.5455 | 9159.2621 | 449.6647 | 758.5458 | 1100.3373 | 7446 | 58.1784 | 0.018937 | 87.1407 | 128.6236 | 174.5263 |  | 101 | Tokamak | Magnetic | LCOE | 65 | USD/MWh | 2004 | Magaud et al. (2004) | 87.9775 | 7580.496 | 143.5513 | 117.402 | 117.402 | 195.4358 | 85.8526 | 107.6756 | 138.2989 | 96.8092 | 128.4204 | 155.0924 | 82.9794 | 98.7849 | 197.5699 | 104.712 | 119.5298 | 251.9016 | 120.5176 | 143.2382 | 74.4425 | 133.9965 | 74.4425 | 133.9965 | 59.554 | 119.108 | 59.554 | 104.2195 | 44.6655 | 74.4425 | 114.093 | 130.392 | 146.691 | 162.99 | 179.289 | 195.588 | 211.887 | 60.9075 | 87.9775 | 121.815 | 123.2283 | 86.476 | 149.1711 | 42.8839 | 98.0204 | 185.1038 | 163.5801 | 159.2754 | 112.2827 | 111.5721 | 114.1304 | 129.1962 | 97.286 | 180.674 | 7316.4291 | 143.5513 | 117.402 | 117.402 | 195.4358 | 85.8526 | 107.6756 | 138.2989 | 96.8092 | 128.4204 | 155.0924 | 82.9794 | 98.7849 | 197.5699 | 104.712 | 119.5298 | 251.9016 | 120.5176 | 143.2382 | 74.4425 | 133.9965 | 74.4425 | 133.9965 | 59.554 | 119.108 | 59.554 | 104.2195 | 44.6655 | 74.4425 | 114.093 | 130.392 | 146.691 | 162.99 | 179.289 | 195.588 | 211.887 | 60.9075 | 87.9775 | 121.815 | 123.2283 | 86.476 | 149.1711 | 42.8839 | 98.0204 | 185.1038 | 163.5801 | 159.2754 | 112.2827 | 111.5721 | 114.1304 | 129.1962 | 97.286 | 180.674
19 | 5560.2892 | 6646.8623 | 7960.4807 | 9643.7655 | 473.4509 | 798.6711 | 1158.5426 | 7446 | 58.1784 | 0.018937 | 90.3352 | 134.0124 | 182.3432 |  | 102 | Tokamak | Magnetic | LCOE | 90 | USD/MWh | 2004 | Magaud et al. (2004) | 121.815 | 7639.0398 | 143.5513 | 117.402 | 117.402 | 195.4358 | 85.8526 | 107.6756 | 138.2989 | 96.8092 | 128.4204 | 155.0924 | 82.9794 | 98.7849 | 197.5699 | 104.712 | 119.5298 | 251.9016 | 120.5176 | 143.2382 | 74.4425 | 133.9965 | 74.4425 | 133.9965 | 59.554 | 119.108 | 59.554 | 104.2195 | 44.6655 | 74.4425 | 114.093 | 130.392 | 146.691 | 162.99 | 179.289 | 195.588 | 211.887 | 60.9075 | 87.9775 | 121.815 | 123.2283 | 86.476 | 149.1711 | 42.8839 | 98.0204 | 185.1038 | 163.5801 | 159.2754 | 112.2827 | 111.5721 | 114.1304 | 129.1962 | 97.286 | 180.674 | 7580.496 | 143.5513 | 117.402 | 117.402 | 195.4358 | 85.8526 | 107.6756 | 138.2989 | 96.8092 | 128.4204 | 155.0924 | 82.9794 | 98.7849 | 197.5699 | 104.712 | 119.5298 | 251.9016 | 120.5176 | 143.2382 | 74.4425 | 133.9965 | 74.4425 | 133.9965 | 59.554 | 119.108 | 59.554 | 104.2195 | 44.6655 | 74.4425 | 114.093 | 130.392 | 146.691 | 162.99 | 179.289 | 195.588 | 211.887 | 60.9075 | 87.9775 | 121.815 | 123.2283 | 86.476 | 149.1711 | 42.8839 | 98.0204 | 185.1038 | 163.5801 | 159.2754 | 112.2827 | 111.5721 | 114.1304 | 129.1962 | 97.286 | 180.674
22 | 5599.55 | 6693.7954 | 8016.6891 | 9711.8595 | 476.7939 | 804.3105 | 1166.723 | 7446 | 58.1784 | 0.018937 | 90.7842 | 134.7698 | 183.4419 |  | 112 | Tokamak | Magnetic | LCOE | 57 | mills/kWh | 1988 | Conn et al. (1990) | 123.2283 | 7742.7105 | 143.5513 | 117.402 | 117.402 | 195.4358 | 85.8526 | 107.6756 | 138.2989 | 96.8092 | 128.4204 | 155.0924 | 82.9794 | 98.7849 | 197.5699 | 104.712 | 119.5298 | 251.9016 | 120.5176 | 143.2382 | 74.4425 | 133.9965 | 74.4425 | 133.9965 | 59.554 | 119.108 | 59.554 | 104.2195 | 44.6655 | 74.4425 | 114.093 | 130.392 | 146.691 | 162.99 | 179.289 | 195.588 | 211.887 | 60.9075 | 87.9775 | 121.815 | 123.2283 | 86.476 | 149.1711 | 42.8839 | 98.0204 | 185.1038 | 163.5801 | 159.2754 | 112.2827 | 111.5721 | 114.1304 | 129.1962 | 97.286 | 180.674 | 7639.0398 | 143.5513 | 117.402 | 117.402 | 195.4358 | 85.8526 | 107.6756 | 138.2989 | 96.8092 | 128.4204 | 155.0924 | 82.9794 | 98.7849 | 197.5699 | 104.712 | 119.5298 | 251.9016 | 120.5176 | 143.2382 | 74.4425 | 133.9965 | 74.4425 | 133.9965 | 59.554 | 119.108 | 59.554 | 104.2195 | 44.6655 | 74.4425 | 114.093 | 130.392 | 146.691 | 162.99 | 179.289 | 195.588 | 211.887 | 60.9075 | 87.9775 | 121.815 | 123.2283 | 86.476 | 149.1711 | 42.8839 | 98.0204 | 185.1038 | 163.5801 | 159.2754 | 112.2827 | 111.5721 | 114.1304 | 129.1962 | 97.286 | 180.674
70 | 5663.3409 | 6770.0521 | 8108.0164 | 9822.4985 | 482.2256 | 813.4733 | 1180.0145 | 7446 | 58.1784 | 0.018937 | 91.5137 | 136.0003 | 185.2269 |  | 113 | Other | Magnetic | LCOE | 40 | mills/kWh | 1988 | Conn et al. (1990) | 86.476 | 7839.37 | 143.5513 | 117.402 | 117.402 | 195.4358 | 85.8526 | 107.6756 | 138.2989 | 96.8092 | 128.4204 | 155.0924 | 82.9794 | 98.7849 | 197.5699 | 104.712 | 119.5298 | 251.9016 | 120.5176 | 143.2382 | 74.4425 | 133.9965 | 74.4425 | 133.9965 | 59.554 | 119.108 | 59.554 | 104.2195 | 44.6655 | 74.4425 | 114.093 | 130.392 | 146.691 | 162.99 | 179.289 | 195.588 | 211.887 | 60.9075 | 87.9775 | 121.815 | 123.2283 | 86.476 | 149.1711 | 42.8839 | 98.0204 | 185.1038 | 163.5801 | 159.2754 | 112.2827 | 111.5721 | 114.1304 | 129.1962 | 97.286 | 180.674 | 7742.7105 | 143.5513 | 117.402 | 117.402 | 195.4358 | 85.8526 | 107.6756 | 138.2989 | 96.8092 | 128.4204 | 155.0924 | 82.9794 | 98.7849 | 197.5699 | 104.712 | 119.5298 | 251.9016 | 120.5176 | 143.2382 | 74.4425 | 133.9965 | 74.4425 | 133.9965 | 59.554 | 119.108 | 59.554 | 104.2195 | 44.6655 | 74.4425 | 114.093 | 130.392 | 146.691 | 162.99 | 179.289 | 195.588 | 211.887 | 60.9075 | 87.9775 | 121.815 | 123.2283 | 86.476 | 149.1711 | 42.8839 | 98.0204 | 185.1038 | 163.5801 | 159.2754 | 112.2827 | 111.5721 | 114.1304 | 129.1962 | 97.286 | 180.674
55 | 5849.718 | 6992.8504 | 8374.8463 | 10145.7509 | 498.0953 | 840.2442 | 1218.848 | 7446 | 58.1784 | 0.018937 | 93.645 | 139.5957 | 190.4423 |  | 114 | Tokamak | Magnetic | LCOE | 69 | mills/kWh | 1988 | Conn et al. (1990) | 149.1711 | 8029.4225 | 143.5513 | 117.402 | 117.402 | 195.4358 | 85.8526 | 107.6756 | 138.2989 | 96.8092 | 128.4204 | 155.0924 | 82.9794 | 98.7849 | 197.5699 | 104.712 | 119.5298 | 251.9016 | 120.5176 | 143.2382 | 74.4425 | 133.9965 | 74.4425 | 133.9965 | 59.554 | 119.108 | 59.554 | 104.2195 | 44.6655 | 74.4425 | 114.093 | 130.392 | 146.691 | 162.99 | 179.289 | 195.588 | 211.887 | 60.9075 | 87.9775 | 121.815 | 123.2283 | 86.476 | 149.1711 | 42.8839 | 98.0204 | 185.1038 | 163.5801 | 159.2754 | 112.2827 | 111.5721 | 114.1304 | 129.1962 | 97.286 | 180.674 | 7839.37 | 143.5513 | 117.402 | 117.402 | 195.4358 | 85.8526 | 107.6756 | 138.2989 | 96.8092 | 128.4204 | 155.0924 | 82.9794 | 98.7849 | 197.5699 | 104.712 | 119.5298 | 251.9016 | 120.5176 | 143.2382 | 74.4425 | 133.9965 | 74.4425 | 133.9965 | 59.554 | 119.108 | 59.554 | 104.2195 | 44.6655 | 74.4425 | 114.093 | 130.392 | 146.691 | 162.99 | 179.289 | 195.588 | 211.887 | 60.9075 | 87.9775 | 121.815 | 123.2283 | 86.476 | 149.1711 | 42.8839 | 98.0204 | 185.1038 | 163.5801 | 159.2754 | 112.2827 | 111.5721 | 114.1304 | 129.1962 | 97.286 | 180.674
130 | 5990.2725 | 7160.8716 | 8576.0735 | 10389.5287 | 510.0633 | 860.4332 | 1248.134 | 7446 | 58.1784 | 0.018937 | 95.2523 | 142.3071 | 194.3754 |  | 122 | Tokamak | Magnetic | LCOE | 34.3 | EUR/MWh | 2011 | Bednyagin & Gnansounou (2011) | 42.8839 | 8071.7179 | 143.5513 | 117.402 | 117.402 | 195.4358 | 85.8526 | 107.6756 | 138.2989 | 96.8092 | 128.4204 | 155.0924 | 82.9794 | 98.7849 | 197.5699 | 104.712 | 119.5298 | 251.9016 | 120.5176 | 143.2382 | 74.4425 | 133.9965 | 74.4425 | 133.9965 | 59.554 | 119.108 | 59.554 | 104.2195 | 44.6655 | 74.4425 | 114.093 | 130.392 | 146.691 | 162.99 | 179.289 | 195.588 | 211.887 | 60.9075 | 87.9775 | 121.815 | 123.2283 | 86.476 | 149.1711 | 42.8839 | 98.0204 | 185.1038 | 163.5801 | 159.2754 | 112.2827 | 111.5721 | 114.1304 | 129.1962 | 97.286 | 180.674 | 8029.4225 | 143.5513 | 117.402 | 117.402 | 195.4358 | 85.8526 | 107.6756 | 138.2989 | 96.8092 | 128.4204 | 155.0924 | 82.9794 | 98.7849 | 197.5699 | 104.712 | 119.5298 | 251.9016 | 120.5176 | 143.2382 | 74.4425 | 133.9965 | 74.4425 | 133.9965 | 59.554 | 119.108 | 59.554 | 104.2195 | 44.6655 | 74.4425 | 114.093 | 130.392 | 146.691 | 162.99 | 179.289 | 195.588 | 211.887 | 60.9075 | 87.9775 | 121.815 | 123.2283 | 86.476 | 149.1711 | 42.8839 | 98.0204 | 185.1038 | 163.5801 | 159.2754 | 112.2827 | 111.5721 | 114.1304 | 129.1962 | 97.286 | 180.674
49 | 6057.4176 | 7241.138 | 8672.2029 | 10505.9851 | 515.7806 | 870.0779 | 1262.1243 | 7446 | 58.1784 | 0.018937 | 96.0201 | 143.6023 | 196.2543 |  | 123 | Tokamak | Magnetic | LCOE | 78.4 | EUR/MWh | 2011 | Bednyagin & Gnansounou (2011) | 98.0204 | 8351.4375 | 143.5513 | 117.402 | 117.402 | 195.4358 | 85.8526 | 107.6756 | 138.2989 | 96.8092 | 128.4204 | 155.0924 | 82.9794 | 98.7849 | 197.5699 | 104.712 | 119.5298 | 251.9016 | 120.5176 | 143.2382 | 74.4425 | 133.9965 | 74.4425 | 133.9965 | 59.554 | 119.108 | 59.554 | 104.2195 | 44.6655 | 74.4425 | 114.093 | 130.392 | 146.691 | 162.99 | 179.289 | 195.588 | 211.887 | 60.9075 | 87.9775 | 121.815 | 123.2283 | 86.476 | 149.1711 | 42.8839 | 98.0204 | 185.1038 | 163.5801 | 159.2754 | 112.2827 | 111.5721 | 114.1304 | 129.1962 | 97.286 | 180.674 | 8071.7179 | 143.5513 | 117.402 | 117.402 | 195.4358 | 85.8526 | 107.6756 | 138.2989 | 96.8092 | 128.4204 | 155.0924 | 82.9794 | 98.7849 | 197.5699 | 104.712 | 119.5298 | 251.9016 | 120.5176 | 143.2382 | 74.4425 | 133.9965 | 74.4425 | 133.9965 | 59.554 | 119.108 | 59.554 | 104.2195 | 44.6655 | 74.4425 | 114.093 | 130.392 | 146.691 | 162.99 | 179.289 | 195.588 | 211.887 | 60.9075 | 87.9775 | 121.815 | 123.2283 | 86.476 | 149.1711 | 42.8839 | 98.0204 | 185.1038 | 163.5801 | 159.2754 | 112.2827 | 111.5721 | 114.1304 | 129.1962 | 97.286 | 180.674
53 | 6168.9285 | 7374.4399 | 8831.8493 | 10699.3896 | 525.2756 | 886.0951 | 1285.3588 | 7446 | 58.1784 | 0.018937 | 97.2953 | 145.7535 | 199.3747 |  | 124 | Advanced Tokamak | Magnetic | LCOE | 86 | EUR/MWh | 1990 | Hender et al. (1996) | 185.1038 | 8759.5492 | 143.5513 | 117.402 | 117.402 | 195.4358 | 85.8526 | 107.6756 | 138.2989 | 96.8092 | 128.4204 | 155.0924 | 82.9794 | 98.7849 | 197.5699 | 104.712 | 119.5298 | 251.9016 | 120.5176 | 143.2382 | 74.4425 | 133.9965 | 74.4425 | 133.9965 | 59.554 | 119.108 | 59.554 | 104.2195 | 44.6655 | 74.4425 | 114.093 | 130.392 | 146.691 | 162.99 | 179.289 | 195.588 | 211.887 | 60.9075 | 87.9775 | 121.815 | 123.2283 | 86.476 | 149.1711 | 42.8839 | 98.0204 | 185.1038 | 163.5801 | 159.2754 | 112.2827 | 111.5721 | 114.1304 | 129.1962 | 97.286 | 180.674 | 8351.4375 | 143.5513 | 117.402 | 117.402 | 195.4358 | 85.8526 | 107.6756 | 138.2989 | 96.8092 | 128.4204 | 155.0924 | 82.9794 | 98.7849 | 197.5699 | 104.712 | 119.5298 | 251.9016 | 120.5176 | 143.2382 | 74.4425 | 133.9965 | 74.4425 | 133.9965 | 59.554 | 119.108 | 59.554 | 104.2195 | 44.6655 | 74.4425 | 114.093 | 130.392 | 146.691 | 162.99 | 179.289 | 195.588 | 211.887 | 60.9075 | 87.9775 | 121.815 | 123.2283 | 86.476 | 149.1711 | 42.8839 | 98.0204 | 185.1038 | 163.5801 | 159.2754 | 112.2827 | 111.5721 | 114.1304 | 129.1962 | 97.286 | 180.674
141 | 6226.304 | 7443.0276 | 8913.9919 | 10798.9017 | 530.1611 | 894.3364 | 1297.3135 | 7446 | 58.1784 | 0.018937 | 97.9514 | 146.8603 | 200.9802 |  | 125 | Nominal Tokamak | Magnetic | LCOE | 76 | EUR/MWh | 1990 | Hender et al. (1996) | 163.5801 | 9291.7783 | 143.5513 | 117.402 | 117.402 | 195.4358 | 85.8526 | 107.6756 | 138.2989 | 96.8092 | 128.4204 | 155.0924 | 82.9794 | 98.7849 | 197.5699 | 104.712 | 119.5298 | 251.9016 | 120.5176 | 143.2382 | 74.4425 | 133.9965 | 74.4425 | 133.9965 | 59.554 | 119.108 | 59.554 | 104.2195 | 44.6655 | 74.4425 | 114.093 | 130.392 | 146.691 | 162.99 | 179.289 | 195.588 | 211.887 | 60.9075 | 87.9775 | 121.815 | 123.2283 | 86.476 | 149.1711 | 42.8839 | 98.0204 | 185.1038 | 163.5801 | 159.2754 | 112.2827 | 111.5721 | 114.1304 | 129.1962 | 97.286 | 180.674 | 8759.5492 | 143.5513 | 117.402 | 117.402 | 195.4358 | 85.8526 | 107.6756 | 138.2989 | 96.8092 | 128.4204 | 155.0924 | 82.9794 | 98.7849 | 197.5699 | 104.712 | 119.5298 | 251.9016 | 120.5176 | 143.2382 | 74.4425 | 133.9965 | 74.4425 | 133.9965 | 59.554 | 119.108 | 59.554 | 104.2195 | 44.6655 | 74.4425 | 114.093 | 130.392 | 146.691 | 162.99 | 179.289 | 195.588 | 211.887 | 60.9075 | 87.9775 | 121.815 | 123.2283 | 86.476 | 149.1711 | 42.8839 | 98.0204 | 185.1038 | 163.5801 | 159.2754 | 112.2827 | 111.5721 | 114.1304 | 129.1962 | 97.286 | 180.674
41 | 6327.9462 | 7564.5324 | 9059.5097 | 10975.19 | 538.8158 | 908.9362 | 1318.4917 | 7446 | 58.1784 | 0.018937 | 99.1137 | 148.821 | 203.8245 |  | 126 | Spherical Tokamak | Magnetic | LCOE | 74 | EUR/MWh | 1990 | Hender et al. (1996) | 159.2754 | 11199.1 | 143.5513 | 117.402 | 117.402 | 195.4358 | 85.8526 | 107.6756 | 138.2989 | 96.8092 | 128.4204 | 155.0924 | 82.9794 | 98.7849 | 197.5699 | 104.712 | 119.5298 | 251.9016 | 120.5176 | 143.2382 | 74.4425 | 133.9965 | 74.4425 | 133.9965 | 59.554 | 119.108 | 59.554 | 104.2195 | 44.6655 | 74.4425 | 114.093 | 130.392 | 146.691 | 162.99 | 179.289 | 195.588 | 211.887 | 60.9075 | 87.9775 | 121.815 | 123.2283 | 86.476 | 149.1711 | 42.8839 | 98.0204 | 185.1038 | 163.5801 | 159.2754 | 112.2827 | 111.5721 | 114.1304 | 129.1962 | 97.286 | 180.674 | 9291.7783 | 143.5513 | 117.402 | 117.402 | 195.4358 | 85.8526 | 107.6756 | 138.2989 | 96.8092 | 128.4204 | 155.0924 | 82.9794 | 98.7849 | 197.5699 | 104.712 | 119.5298 | 251.9016 | 120.5176 | 143.2382 | 74.4425 | 133.9965 | 74.4425 | 133.9965 | 59.554 | 119.108 | 59.554 | 104.2195 | 44.6655 | 74.4425 | 114.093 | 130.392 | 146.691 | 162.99 | 179.289 | 195.588 | 211.887 | 60.9075 | 87.9775 | 121.815 | 123.2283 | 86.476 | 149.1711 | 42.8839 | 98.0204 | 185.1038 | 163.5801 | 159.2754 | 112.2827 | 111.5721 | 114.1304 | 129.1962 | 97.286 | 180.674
135 | 6385.3643 | 7633.1709 | 9141.7133 | 11074.7759 | 543.7049 | 917.1836 | 1330.4553 | 7446 | 58.1784 | 0.018937 | 99.7703 | 149.9287 | 205.4312 |  | 131 | Helical Reactor | Magnetic | LCOE | 79 | mills/kWh | 2002 | Kozaki et al. (2009) | 112.2827 | 11439.2967 | 143.5513 | 117.402 | 117.402 | 195.4358 | 85.8526 | 107.6756 | 138.2989 | 96.8092 | 128.4204 | 155.0924 | 82.9794 | 98.7849 | 197.5699 | 104.712 | 119.5298 | 251.9016 | 120.5176 | 143.2382 | 74.4425 | 133.9965 | 74.4425 | 133.9965 | 59.554 | 119.108 | 59.554 | 104.2195 | 44.6655 | 74.4425 | 114.093 | 130.392 | 146.691 | 162.99 | 179.289 | 195.588 | 211.887 | 60.9075 | 87.9775 | 121.815 | 123.2283 | 86.476 | 149.1711 | 42.8839 | 98.0204 | 185.1038 | 163.5801 | 159.2754 | 112.2827 | 111.5721 | 114.1304 | 129.1962 | 97.286 | 180.674 | 11199.1 | 143.5513 | 117.402 | 117.402 | 195.4358 | 85.8526 | 107.6756 | 138.2989 | 96.8092 | 128.4204 | 155.0924 | 82.9794 | 98.7849 | 197.5699 | 104.712 | 119.5298 | 251.9016 | 120.5176 | 143.2382 | 74.4425 | 133.9965 | 74.4425 | 133.9965 | 59.554 | 119.108 | 59.554 | 104.2195 | 44.6655 | 74.4425 | 114.093 | 130.392 | 146.691 | 162.99 | 179.289 | 195.588 | 211.887 | 60.9075 | 87.9775 | 121.815 | 123.2283 | 86.476 | 149.1711 | 42.8839 | 98.0204 | 185.1038 | 163.5801 | 159.2754 | 112.2827 | 111.5721 | 114.1304 | 129.1962 | 97.286 | 180.674
127 | 6441.9271 | 7700.787 | 9222.6922 | 11172.8783 | 548.5211 | 925.3082 | 1342.2408 | 7446 | 58.1784 | 0.018937 | 100.4172 | 151.0198 | 207.014 |  | 132 | Helical Reactor | Magnetic | LCOE | 78.5 | mills/kWh | 2002 | Kozaki et al. (2009) | 111.5721 | 11948.0391 | 143.5513 | 117.402 | 117.402 | 195.4358 | 85.8526 | 107.6756 | 138.2989 | 96.8092 | 128.4204 | 155.0924 | 82.9794 | 98.7849 | 197.5699 | 104.712 | 119.5298 | 251.9016 | 120.5176 | 143.2382 | 74.4425 | 133.9965 | 74.4425 | 133.9965 | 59.554 | 119.108 | 59.554 | 104.2195 | 44.6655 | 74.4425 | 114.093 | 130.392 | 146.691 | 162.99 | 179.289 | 195.588 | 211.887 | 60.9075 | 87.9775 | 121.815 | 123.2283 | 86.476 | 149.1711 | 42.8839 | 98.0204 | 185.1038 | 163.5801 | 159.2754 | 112.2827 | 111.5721 | 114.1304 | 129.1962 | 97.286 | 180.674 | 11439.2967 | 143.5513 | 117.402 | 117.402 | 195.4358 | 85.8526 | 107.6756 | 138.2989 | 96.8092 | 128.4204 | 155.0924 | 82.9794 | 98.7849 | 197.5699 | 104.712 | 119.5298 | 251.9016 | 120.5176 | 143.2382 | 74.4425 | 133.9965 | 74.4425 | 133.9965 | 59.554 | 119.108 | 59.554 | 104.2195 | 44.6655 | 74.4425 | 114.093 | 130.392 | 146.691 | 162.99 | 179.289 | 195.588 | 211.887 | 60.9075 | 87.9775 | 121.815 | 123.2283 | 86.476 | 149.1711 | 42.8839 | 98.0204 | 185.1038 | 163.5801 | 159.2754 | 112.2827 | 111.5721 | 114.1304 | 129.1962 | 97.286 | 180.674
116 | 6455.3083 | 7716.7831 | 9241.8497 | 11196.0867 | 549.6605 | 927.2302 | 1345.0289 | 7446 | 58.1784 | 0.018937 | 100.5702 | 151.2779 | 207.3884 |  | 133 | Helical Reactor | Magnetic | LCOE | 80.3 | mills/kWh | 2002 | Kozaki et al. (2009) | 114.1304 | 13670.0667 | 143.5513 | 117.402 | 117.402 | 195.4358 | 85.8526 | 107.6756 | 138.2989 | 96.8092 | 128.4204 | 155.0924 | 82.9794 | 98.7849 | 197.5699 | 104.712 | 119.5298 | 251.9016 | 120.5176 | 143.2382 | 74.4425 | 133.9965 | 74.4425 | 133.9965 | 59.554 | 119.108 | 59.554 | 104.2195 | 44.6655 | 74.4425 | 114.093 | 130.392 | 146.691 | 162.99 | 179.289 | 195.588 | 211.887 | 60.9075 | 87.9775 | 121.815 | 123.2283 | 86.476 | 149.1711 | 42.8839 | 98.0204 | 185.1038 | 163.5801 | 159.2754 | 112.2827 | 111.5721 | 114.1304 | 129.1962 | 97.286 | 180.674 | 11948.0391 | 143.5513 | 117.402 | 117.402 | 195.4358 | 85.8526 | 107.6756 | 138.2989 | 96.8092 | 128.4204 | 155.0924 | 82.9794 | 98.7849 | 197.5699 | 104.712 | 119.5298 | 251.9016 | 120.5176 | 143.2382 | 74.4425 | 133.9965 | 74.4425 | 133.9965 | 59.554 | 119.108 | 59.554 | 104.2195 | 44.6655 | 74.4425 | 114.093 | 130.392 | 146.691 | 162.99 | 179.289 | 195.588 | 211.887 | 60.9075 | 87.9775 | 121.815 | 123.2283 | 86.476 | 149.1711 | 42.8839 | 98.0204 | 185.1038 | 163.5801 | 159.2754 | 112.2827 | 111.5721 | 114.1304 | 129.1962 | 97.286 | 180.674
71 | 16144.4236 | 19299.313 | 23113.4331 | 28000.8883 | 1374.6751 | 2318.9594 | 3363.8542 | 7446 | 58.1784 | 0.018937 | 211.3699 | 338.1876 | 478.5172 |  | 134 | Helical Reactor | Magnetic | LCOE | 90.9 | mills/kWh | 2002 | Kozaki et al. (2009) | 129.1962 | 16144.4236 | 143.5513 | 117.402 | 117.402 | 195.4358 | 85.8526 | 107.6756 | 138.2989 | 96.8092 | 128.4204 | 155.0924 | 82.9794 | 98.7849 | 197.5699 | 104.712 | 119.5298 | 251.9016 | 120.5176 | 143.2382 | 74.4425 | 133.9965 | 74.4425 | 133.9965 | 59.554 | 119.108 | 59.554 | 104.2195 | 44.6655 | 74.4425 | 114.093 | 130.392 | 146.691 | 162.99 | 179.289 | 195.588 | 211.887 | 60.9075 | 87.9775 | 121.815 | 123.2283 | 86.476 | 149.1711 | 42.8839 | 98.0204 | 185.1038 | 163.5801 | 159.2754 | 112.2827 | 111.5721 | 114.1304 | 129.1962 | 97.286 | 180.674 | 13670.0667 | 143.5513 | 117.402 | 117.402 | 195.4358 | 85.8526 | 107.6756 | 138.2989 | 96.8092 | 128.4204 | 155.0924 | 82.9794 | 98.7849 | 197.5699 | 104.712 | 119.5298 | 251.9016 | 120.5176 | 143.2382 | 74.4425 | 133.9965 | 74.4425 | 133.9965 | 59.554 | 119.108 | 59.554 | 104.2195 | 44.6655 | 74.4425 | 114.093 | 130.392 | 146.691 | 162.99 | 179.289 | 195.588 | 211.887 | 60.9075 | 87.9775 | 121.815 | 123.2283 | 86.476 | 149.1711 | 42.8839 | 98.0204 | 185.1038 | 163.5801 | 159.2754 | 112.2827 | 111.5721 | 114.1304 | 129.1962 | 97.286 | 180.674
[15 empty] | 137 | Tokamak | Magnetic | COE | 78.7 | mills/kWh | 1990 | Miller et al. (1991) | 153.9923 | [53 empty] | 16144.4236 | 143.5513 | 117.402 | 117.402 | 195.4358 | 85.8526 | 107.6756 | 138.2989 | 96.8092 | 128.4204 | 155.0924 | 82.9794 | 98.7849 | 197.5699 | 104.712 | 119.5298 | 251.9016 | 120.5176 | 143.2382 | 74.4425 | 133.9965 | 74.4425 | 133.9965 | 59.554 | 119.108 | 59.554 | 104.2195 | 44.6655 | 74.4425 | 114.093 | 130.392 | 146.691 | 162.99 | 179.289 | 195.588 | 211.887 | 60.9075 | 87.9775 | 121.815 | 123.2283 | 86.476 | 149.1711 | 42.8839 | 98.0204 | 185.1038 | 163.5801 | 159.2754 | 112.2827 | 111.5721 | 114.1304 | 129.1962 | 97.286 | 180.674
[15 empty] | 138 | Tokamak | Magnetic | COE | 105.1 | mills/kWh | 1990 | Miller et al. (1991) | 205.6492
[15 empty] | 142 | Tokamak | Magnetic | COE | 70 | mills/kWh | 2003 | Tokimatsu et al. (2003) | 97.286
[15 empty] | 143 | Tokamak | Magnetic | COE | 130 | mills/kWh | 2003 | Tokimatsu et al. (2003) | 180.674
[15 empty] | 144 | Tokamak | Magnetic | COE | 72 | mills/kWh | 1990 | Wittenberg (1991) | 140.8824
[15 empty] | 145 | Tokamak | Magnetic | COE | 72 | mills/kWh | 1990 | Wittenberg (1991) | 140.8824
[15 empty] | 146 | Tokamak | Magnetic | COE | 57 | mills/kWh | 1990 | Wittenberg (1991) | 111.5319
[15 empty] | 147 | Tokamak | Magnetic | COE | 57 | mills/kWh | 1990 | Wittenberg (1991) | 111.5319
[15 empty] | 148 | Tokamak | Magnetic | COE | 63 | mills/kWh | 1990 | Wittenberg (1991) | 123.2721

## LCOE_CALC_PLOT
OCC 2019 | Attribut | Wert
185.8865 | LCOE_WACC_7%_CT_5yr | 29.6174
185.8865 | LCOE_WACC_10%_CT_7yr | 31.1222
185.8865 | LCOE_WACC_12%_CT_9yr | 32.8195
205.4535 | LCOE_WACC_7%_CT_5yr | 29.8677
205.4535 | LCOE_WACC_10%_CT_7yr | 31.531
205.4535 | LCOE_WACC_12%_CT_9yr | 33.4069
239.0912 | LCOE_WACC_7%_CT_5yr | 30.2981
239.0912 | LCOE_WACC_10%_CT_7yr | 32.2337
239.0912 | LCOE_WACC_12%_CT_9yr | 34.4168
332.5291 | LCOE_WACC_7%_CT_5yr | 31.4937
332.5291 | LCOE_WACC_10%_CT_7yr | 34.1857
332.5291 | LCOE_WACC_12%_CT_9yr | 37.2219
354.524 | LCOE_WACC_7%_CT_5yr | 31.7751
354.524 | LCOE_WACC_10%_CT_7yr | 34.6452
354.524 | LCOE_WACC_12%_CT_9yr | 37.8822
1062.4881 | LCOE_WACC_7%_CT_5yr | 40.8335
1062.4881 | LCOE_WACC_10%_CT_7yr | 49.435
1062.4881 | LCOE_WACC_12%_CT_9yr | 59.1362
2056.1081 | LCOE_WACC_7%_CT_5yr | 53.5468
2056.1081 | LCOE_WACC_10%_CT_7yr | 70.1923
2056.1081 | LCOE_WACC_12%_CT_9yr | 88.9659
2223.824 | LCOE_WACC_7%_CT_5yr | 55.6927
2223.824 | LCOE_WACC_10%_CT_7yr | 73.696
2223.824 | LCOE_WACC_12%_CT_9yr | 94.001
2414.316 | LCOE_WACC_7%_CT_5yr | 58.1301
2414.316 | LCOE_WACC_10%_CT_7yr | 77.6755
2414.316 | LCOE_WACC_12%_CT_9yr | 99.7198
2821.9566 | LCOE_WACC_7%_CT_5yr | 63.3458
2821.9566 | LCOE_WACC_10%_CT_7yr | 86.1914
2821.9566 | LCOE_WACC_12%_CT_9yr | 111.9577
3221.799 | LCOE_WACC_7%_CT_5yr | 68.4618
3221.799 | LCOE_WACC_10%_CT_7yr | 94.5443
3221.799 | LCOE_WACC_12%_CT_9yr | 123.9614
3478.3431 | LCOE_WACC_7%_CT_5yr | 71.7443
3478.3431 | LCOE_WACC_10%_CT_7yr | 99.9037
3478.3431 | LCOE_WACC_12%_CT_9yr | 131.6632
3704.4354 | LCOE_WACC_7%_CT_5yr | 74.6371
3704.4354 | LCOE_WACC_10%_CT_7yr | 104.6269
3704.4354 | LCOE_WACC_12%_CT_9yr | 138.4508
3951.3978 | LCOE_WACC_7%_CT_5yr | 77.797
3951.3978 | LCOE_WACC_10%_CT_7yr | 109.7861
3951.3978 | LCOE_WACC_12%_CT_9yr | 145.8649
4186.854 | LCOE_WACC_7%_CT_5yr | 80.8096
4186.854 | LCOE_WACC_10%_CT_7yr | 114.7049
4186.854 | LCOE_WACC_12%_CT_9yr | 152.9336
4229.9103 | LCOE_WACC_7%_CT_5yr | 81.3606
4229.9103 | LCOE_WACC_10%_CT_7yr | 115.6044
4229.9103 | LCOE_WACC_12%_CT_9yr | 154.2262
4258.1196 | LCOE_WACC_7%_CT_5yr | 81.7215
4258.1196 | LCOE_WACC_10%_CT_7yr | 116.1937
4258.1196 | LCOE_WACC_12%_CT_9yr | 155.0731
4379.865 | LCOE_WACC_7%_CT_5yr | 83.2792
4379.865 | LCOE_WACC_10%_CT_7yr | 118.737
4379.865 | LCOE_WACC_12%_CT_9yr | 158.728
4397.4881 | LCOE_WACC_7%_CT_5yr | 83.5047
4397.4881 | LCOE_WACC_10%_CT_7yr | 119.1052
4397.4881 | LCOE_WACC_12%_CT_9yr | 159.2571
4418.3381 | LCOE_WACC_7%_CT_5yr | 83.7715
4418.3381 | LCOE_WACC_10%_CT_7yr | 119.5407
4418.3381 | LCOE_WACC_12%_CT_9yr | 159.8831
4463.3824 | LCOE_WACC_7%_CT_5yr | 84.3478
4463.3824 | LCOE_WACC_10%_CT_7yr | 120.4817
4463.3824 | LCOE_WACC_12%_CT_9yr | 161.2353
4917.8393 | LCOE_WACC_7%_CT_5yr | 90.1626
4917.8393 | LCOE_WACC_10%_CT_7yr | 129.9756
4917.8393 | LCOE_WACC_12%_CT_9yr | 174.8787
4939.2473 | LCOE_WACC_7%_CT_5yr | 90.4365
4939.2473 | LCOE_WACC_10%_CT_7yr | 130.4229
4939.2473 | LCOE_WACC_12%_CT_9yr | 175.5214
4978.0347 | LCOE_WACC_7%_CT_5yr | 90.9328
4978.0347 | LCOE_WACC_10%_CT_7yr | 131.2331
4978.0347 | LCOE_WACC_12%_CT_9yr | 176.6858
5560.2892 | LCOE_WACC_7%_CT_5yr | 98.3827
5560.2892 | LCOE_WACC_10%_CT_7yr | 143.3968
5560.2892 | LCOE_WACC_12%_CT_9yr | 194.1659
5599.55 | LCOE_WACC_7%_CT_5yr | 98.8851
5599.55 | LCOE_WACC_10%_CT_7yr | 144.217
5599.55 | LCOE_WACC_12%_CT_9yr | 195.3445
5663.3409 | LCOE_WACC_7%_CT_5yr | 99.7013
5663.3409 | LCOE_WACC_10%_CT_7yr | 145.5496
5663.3409 | LCOE_WACC_12%_CT_9yr | 197.2596
5849.718 | LCOE_WACC_7%_CT_5yr | 102.0859
5849.718 | LCOE_WACC_10%_CT_7yr | 149.4431
5849.718 | LCOE_WACC_12%_CT_9yr | 202.8549
6057.4176 | LCOE_WACC_7%_CT_5yr | 104.7435
6057.4176 | LCOE_WACC_10%_CT_7yr | 153.7821
6057.4176 | LCOE_WACC_12%_CT_9yr | 209.0903
6168.9285 | LCOE_WACC_7%_CT_5yr | 106.1702
6168.9285 | LCOE_WACC_10%_CT_7yr | 156.1116
6168.9285 | LCOE_WACC_12%_CT_9yr | 212.438
6327.9462 | LCOE_WACC_7%_CT_5yr | 108.2049
6327.9462 | LCOE_WACC_10%_CT_7yr | 159.4336
6327.9462 | LCOE_WACC_12%_CT_9yr | 217.2119
6513.5063 | LCOE_WACC_7%_CT_5yr | 110.5791
6513.5063 | LCOE_WACC_10%_CT_7yr | 163.3101
6513.5063 | LCOE_WACC_12%_CT_9yr | 222.7826
6672.347 | LCOE_WACC_7%_CT_5yr | 112.6115
6672.347 | LCOE_WACC_10%_CT_7yr | 166.6284
6672.347 | LCOE_WACC_12%_CT_9yr | 227.5512
7131.2852 | LCOE_WACC_7%_CT_5yr | 118.4836
7131.2852 | LCOE_WACC_10%_CT_7yr | 176.2159
7131.2852 | LCOE_WACC_12%_CT_9yr | 241.3291
7189.4838 | LCOE_WACC_7%_CT_5yr | 119.2282
7189.4838 | LCOE_WACC_10%_CT_7yr | 177.4317
7189.4838 | LCOE_WACC_12%_CT_9yr | 243.0763
7316.4291 | LCOE_WACC_7%_CT_5yr | 120.8525
7316.4291 | LCOE_WACC_10%_CT_7yr | 180.0836
7316.4291 | LCOE_WACC_12%_CT_9yr | 246.8874
7580.496 | LCOE_WACC_7%_CT_5yr | 124.2312
7580.496 | LCOE_WACC_10%_CT_7yr | 185.6001
7580.496 | LCOE_WACC_12%_CT_9yr | 254.815
7639.0398 | LCOE_WACC_7%_CT_5yr | 124.9803
7639.0398 | LCOE_WACC_10%_CT_7yr | 186.8232
7639.0398 | LCOE_WACC_12%_CT_9yr | 256.5726
7742.7105 | LCOE_WACC_7%_CT_5yr | 126.3067
7742.7105 | LCOE_WACC_10%_CT_7yr | 188.9889
7742.7105 | LCOE_WACC_12%_CT_9yr | 259.6849
7839.37 | LCOE_WACC_7%_CT_5yr | 127.5435
7839.37 | LCOE_WACC_10%_CT_7yr | 191.0082
7839.37 | LCOE_WACC_12%_CT_9yr | 262.5867
8029.4225 | LCOE_WACC_7%_CT_5yr | 129.9752
8029.4225 | LCOE_WACC_10%_CT_7yr | 194.9785
8029.4225 | LCOE_WACC_12%_CT_9yr | 268.2924
8071.7179 | LCOE_WACC_7%_CT_5yr | 130.5164
8071.7179 | LCOE_WACC_10%_CT_7yr | 195.8621
8071.7179 | LCOE_WACC_12%_CT_9yr | 269.5621
8351.4375 | LCOE_WACC_7%_CT_5yr | 134.0954
8351.4375 | LCOE_WACC_10%_CT_7yr | 201.7056
8351.4375 | LCOE_WACC_12%_CT_9yr | 277.9597
8759.5492 | LCOE_WACC_7%_CT_5yr | 139.3172
8759.5492 | LCOE_WACC_10%_CT_7yr | 210.2313
8759.5492 | LCOE_WACC_12%_CT_9yr | 290.2117
9291.7783 | LCOE_WACC_7%_CT_5yr | 146.127
9291.7783 | LCOE_WACC_10%_CT_7yr | 221.3499
9291.7783 | LCOE_WACC_12%_CT_9yr | 306.1899
11199.1 | LCOE_WACC_7%_CT_5yr | 170.5312
11199.1 | LCOE_WACC_10%_CT_7yr | 261.195
11199.1 | LCOE_WACC_12%_CT_9yr | 363.4501
11439.2967 | LCOE_WACC_7%_CT_5yr | 173.6045
11439.2967 | LCOE_WACC_10%_CT_7yr | 266.2128
11439.2967 | LCOE_WACC_12%_CT_9yr | 370.6611
11948.0391 | LCOE_WACC_7%_CT_5yr | 180.1138
11948.0391 | LCOE_WACC_10%_CT_7yr | 276.8408
11948.0391 | LCOE_WACC_12%_CT_9yr | 385.9342
13670.0667 | LCOE_WACC_7%_CT_5yr | 202.1471
13670.0667 | LCOE_WACC_10%_CT_7yr | 312.815
13670.0667 | LCOE_WACC_12%_CT_9yr | 437.6316
16144.4236 | LCOE_WACC_7%_CT_5yr | 233.8064
16144.4236 | LCOE_WACC_10%_CT_7yr | 364.5058
16144.4236 | LCOE_WACC_12%_CT_9yr | 511.9149

## OCC_PLOT
No. | Reactor | Reactor Type | Confinement Type | Capacity [MW] | Readiness | Relative/Absolute | Year | Value | Unit | Publication_Year | Specific cost [USD/kW, 2019]
13 | ESECOM-HE/Li (Breeder) | Tokamak | Magnetic | 1200 | NOAK | Absolute | 1990 | 114000000 | USD | 1991 | 185.8865
15 | ESECOM-V/Li (Breeder) | Tokamak | Magnetic | 1200 | NOAK | Absolute | 1990 | 126000000 | USD | 1991 | 205.4535
16 | ESECOM-V/Li (Non-Breeder) | Tokamak | Magnetic | 1424 | NOAK | Absolute | 1990 | 174000000 | USD | 1991 | 239.0912
14 | ESECOM-HE/Li (Non-Breeder) | Tokamak | Magnetic | 1424 | NOAK | Absolute | 1990 | 242000000 | USD | 1991 | 332.5291
12 | ARIES-1 (Non-Breeder) | Tokamak | Magnetic | 1148 | NOAK | Absolute | 1990 | 208000000 | USD | 1991 | 354.524
11 | ARIES-1 (incl. Breeder) | Tokamak | Magnetic | 1000 | NOAK | Absolute | 1990 | 543000000 | USD | 1991 | 1062.4881
105 | Water-cooling Cu magnets | Tokamak | Magnetic | 1414.5 | NOAK | Relative | 2009 | 1414.5 | USD/kW | 2015 | 1685.6597
110 | LIFE3 | LIFE | Inertia | 2660 | NOAK | Absolute | 2010 | 4000000000 | USD | 2011 | 1763.0075
48 | FPP_high | n.a. | Other | 814.4 | NOAK | Absolute | 2016 | 1572000000 | USD | 2020 | 2056.1081
108 | LIFE2 | LIFE | Inertia | 2200 | NOAK | Absolute | 2010 | 4000000000 | USD | 2011 | 2131.6364
47 | FPP_low | n.a. | Other | 383.1 | NOAK | Absolute | 2016 | 799800000 | USD | 2020 | 2223.824
46 | FPP_avg | n.a. | Other | 517 | NOAK | Absolute | 2016 | 1171800000 | USD | 2020 | 2414.316
111 | LIFE3 | LIFE | Inertia | 2660 | NOAK | Absolute | 2010 | 6000000000 | USD | 2011 | 2644.5113
121 | n.a. | Tokamak | Magnetic | 1500 | NOAK | Relative | 2011 | 2200 | EUR/kW | 2011 | 2750.572
42 | FPP | Tokamak | Magnetic | 1200 | NOAK | Absolute | 2020 | 3428000000 | USD | 2020 | 2821.9566
104 | Full Superconducting Tokamak | Tokamak | Magnetic | 2579.4 | NOAK | Relative | 2009 | 2579.4 | USD/kW | 2015 | 3073.871
109 | LIFE2 | LIFE | Inertia | 2200 | NOAK | Absolute | 2010 | 6000000000 | USD | 2011 | 3197.4545
58 | Fusion Advanced mature | Tokamak | Magnetic | 1000 | NOAK | Relative | 2000 | 2170 | USD/kW | 2009 | 3221.799
140 | n.a. | Tokamak | Magnetic | 1000 | NOAK | Relative | 2003 | 2400 | USD/kW | 2003 | 3335.52
62 | No Central Solenoid | Tokamak | Magnetic | 1420 | NOAK | Absolute | 2020 | 5000000000 | USD | 2021 | 3478.3431
60 | With Central Solenoid max | Tokamak | Magnetic | 1600 | NOAK | Absolute | 2020 | 6000000000 | USD | 2021 | 3704.4354
120 | n.a. | Tokamak | Magnetic | 1500 | NOAK | Relative | 2011 | 3100 | EUR/kW | 2011 | 3875.806
61 | No Central Solenoid | Tokamak | Magnetic | 1000 | NOAK | Absolute | 2020 | 4000000000 | USD | 2021 | 3951.3978
57 | Fusion Advanced early | Tokamak | Magnetic | 1000 | NOAK | Relative | 2000 | 2820 | USD/kW | 2009 | 4186.854
50 | ARIES-AT | Tokamak | Magnetic | 1000 | NOAK | Relative | 2000 | 2849 | USD/kW | 2009 | 4229.9103
54 | PPCS-D | Tokamak | Magnetic | 1000 | NOAK | Relative | 2000 | 2868 | USD/kW | 2009 | 4258.1196
56 | Fusion basic early mature | Tokamak | Magnetic | 1000 | NOAK | Relative | 2000 | 2950 | USD/kW | 2009 | 4379.865
44 | New ARIES | Tokamak | Magnetic | 1000 | NOAK | Absolute | 1992 | 2413550000 | USD | 2010 | 4397.4881
5 | FPP | Tokamak | Magnetic | 1200 | NOAK | Absolute | 1986 | 2273100000 | USD | 1988 | 4418.3381
149 | n.a. | n.a. | Other | 1000 | NOAK | Relative | 1998 | 2576 | EUR/kW | 1998 | 4444.2182
9 | Starfire | Tokamak | Magnetic | 1200 | NOAK | Absolute | 1980 | 1726480000 | USD | 1980 | 4463.3824
117 | ARIES-RS | Tokamak | Magnetic | 1000 | NOAK | Absolute | 1999 | 3121500000 | USD | 2000 | 4790.8782
20 | V-Li/TOK (level safety assurance = 3) | Tokamak | Magnetic | 1200 | NOAK | Absolute | 1990 | 3016000000 | USD | 1991 | 4917.8393
59 | With Central Solenoid min | Tokamak | Magnetic | 1000 | NOAK | Absolute | 2020 | 5000000000 | USD | 2021 | 4939.2473
3 | "FPP" | n.a. | Other | 150 | NOAK | Absolute | 2016 | 701000000 | USD | 2017 | 4978.0347
119 | n.a. | Tokamak | Magnetic | 1500 | NOAK | Relative | 2011 | 4000 | EUR/kW | 2011 | 5001.04
118 | ARIES-ST | Tokamak | Magnetic | 1000 | NOAK | Absolute | 1999 | 3440800000 | USD | 2000 | 5280.9398
19 | V-Li/TOK (level safety assurance = 4) | Tokamak | Magnetic | 1200 | NOAK | Absolute | 1990 | 3410000000 | USD | 1991 | 5560.2892
22 | FPP_min | n.a. | Other | 1000 | NOAK | Relative | 2018 | 5000 | EUR/kW | 2019 | 5599.55
70 | Advanced Large (10th of a kind) | Tokamak | Magnetic | 1000 | NOAK | Relative | 2020 | 5733 | USD/kW | 2023 | 5663.3409
55 | Fusion basic early | Tokamak | Magnetic | 1000 | NOAK | Relative | 2000 | 3940 | USD/kW | 2009 | 5849.718
130 | n.a. | Helical Reactor | Magnetic | 1598 | NOAK | Absolute | 2002 | 6735000000 | USD | 2009 | 5990.2725
49 | ARIES | Tokamak | Magnetic | 1000 | NOAK | Relative | 2015 | 5616 | USD/kW | 2015 | 6057.4176
53 | PPCS-C | Tokamak | Magnetic | 1000 | NOAK | Relative | 2000 | 4155 | USD/kW | 2009 | 6168.9285
141 | n.a. | Tokamak | Magnetic | 1000 | NOAK | Relative | 2003 | 4480 | USD/kW | 2003 | 6226.304
41 | ARIES-IV | Tokamak | Magnetic | 1000 | NOAK | Absolute | 1994 | 3668800000 | USD | 1995 | 6327.9462
135 | ARIES | Tokamak | Magnetic | 1200 | NOAK | Absolute | 1990 | 3916000000 | USD | 1991 | 6385.3643
127 | n.a. | Helical Reactor | Magnetic | 1604 | NOAK | Absolute | 2002 | 7270000000 | USD | 2009 | 6441.9271
116 | Fusion Breeder | Other | Other | 1990 | NOAK | Absolute | 1985 | 5405000000 | USD | 1987 | 6455.3083
18 | TMPR | Tandem Mirror | Magnetic | 400 | NOAK | Absolute | 1986 | 1117000000 | USD | 1986 | 6513.5063
128 | n.a. | Helical Reactor | Magnetic | 1601 | NOAK | Absolute | 2002 | 7393000000 | USD | 2009 | 6563.1923
115 | MARS | Mirror Advanced Reacotr | Other | 1198 | NOAK | Absolute | 1985 | 3340000000 | USD | 1987 | 6626.192
21 | ARIES-1 | Tokamak | Magnetic | 1200 | NOAK | Absolute | 1990 | 4092000000 | USD | 1991 | 6672.347
129 | n.a. | Helical Reactor | Magnetic | 1598 | NOAK | Absolute | 2002 | 7705000000 | USD | 2009 | 6853.0141
73 | Small (75th of a kind) | Tokamak | Magnetic | 100 | NOAK | Relative | 2020 | 7219 | USD/kW | 2023 | 7131.2852
39 | ARIES-II | Tokamak | Magnetic | 1000 | NOAK | Absolute | 1994 | 4168300000 | USD | 1995 | 7189.4838
40 | ARIES-III | Tokamak | Magnetic | 1000 | NOAK | Absolute | 1994 | 4241900000 | USD | 1995 | 7316.4291
38 | ARIES-I | Tokamak | Magnetic | 1000 | NOAK | Absolute | 1994 | 4395000000 | USD | 1995 | 7580.496
69 | Advanced Large | Tokamak | Magnetic | 1000 | NOAK | Relative | 2020 | 7733 | USD/kW | 2023 | 7639.0398
52 | PPCS-B | Tokamak | Magnetic | 1000 | NOAK | Relative | 2000 | 5215 | USD/kW | 2009 | 7742.7105
23 | FPP_mid | n.a. | Other | 1000 | NOAK | Relative | 2018 | 7000 | EUR/kW | 2019 | 7839.37
43 | DEMO2 | Tokamak | Magnetic | 953 | NOAK | Absolute | 2018 | 7516000000 | USD | 2018 | 8029.4225
68 | Early large (10th-OAK) | Tokamak | Magnetic | 1000 | NOAK | Relative | 2020 | 8171 | USD/kW | 2023 | 8071.7179
51 | PPCS-A | Tokamak | Magnetic | 1000 | NOAK | Relative | 2000 | 5625 | USD/kW | 2009 | 8351.4375
103 | n.a. | Heavy Ion Fusion | Magnetic | 3000 | NOAK | Relative | 2014 | 7978 | USD/kW | 2014 | 8615.4422
25 | Commercial breeder | Tokamak | Magnetic | 1100 | NOAK | Absolute | 1982 | 3637000000 | USD | 1987 | 8759.5492
36 | HYLIFE-II | Tokamak | Magnetic | 1083 | NOAK | Absolute | 1988 | 4654700000 | USD | 1992 | 9291.7783
24 | FPP_max | n.a. | Other | 1000 | NOAK | Relative | 2018 | 10000 | EUR/kW | 2019 | 11199.1
67 | Early large | Tokamak | Magnetic | 1000 | NOAK | Relative | 2020 | 11580 | USD/kW | 2023 | 11439.2967
72 | Small (10th of a kind) | Tokamak | Magnetic | 100 | NOAK | Relative | 2020 | 12095 | USD/kW | 2023 | 11948.0391
136 | n.a. | Tokamak | Magnetic | 1200 | NOAK | Absolute | 1990 | 7763000000 | USD | 1991 | 12658.2184
4 | "FPP" | n.a. | Other | 150 | NOAK | Absolute | 2016 | 1925000000 | USD | 2017 | 13670.0667
71 | Small | Tokamak | Magnetic | 100 | NOAK | Relative | 2020 | 16343 | USD/kW | 2023 | 16144.4236
139 | n.a. | n.a. | Other | 1185 | NOAK | Absolute | 1976 | 3609000000 | USD | 1981 | #N/A

## LCOE_REF_PLOT_DIAG
Reference | Publication Year | Cost | Color | Reference |  | Publication Year | Reference | Max | Min | Sockel | Median | Avg
Conn et al. (1990) | 1990 | 123.2283 | #N/A | Tokimatsu et al. (2002) | r | 1990 | Conn et al. (1990) | 149.1711 | 86.476 | 62.6951 | 123.2283 | 119.6251
Conn et al. (1990) | 1990 | 86.476 | #N/A | Delene (1991) | g | 1991 | Delene (1991) | 117.402 | 117.402 | 1 | 117.402 | 117.402
Conn et al. (1990) | 1990 | 149.1711 | #N/A | Moir (1992) | b |  | Miller et al. (1991) | 205.6492 | 153.9923 | 51.6569 | 179.8207 | 179.8207
Wittenberg (1991) | 1991 | 123.2721 | #N/A | Drakojlovic et al. (2010) | y |  | Wittenberg (1991) | 140.8824 | 111.5319 | 29.3505 | 123.2721 | 125.6201
Delene (1991) | 1991 | 117.402 | g | Jo et al. (2021) | c | 1992 | Moir (1992) | 195.4358 | 195.4358 | 1 | 195.4358 | 195.4358
Delene (1991) | 1991 | 117.402 | g | Lindley et al. (2023) | b | 1996 | Hender et al. (1996) | 185.1038 | 159.2754 | 25.8284 | 163.5801 | 169.3198
Wittenberg (1991) | 1991 | 111.5319 | #N/A | Maisonnier et al. (2007) | o | 2002 | Cook et al. (2002) | 211.887 | 114.093 | 97.794 | 162.99 | 162.99
Wittenberg (1991) | 1991 | 140.8824 | #N/A | Cook et al. (2002) |  |  | Tokimatsu et al. (2002) | 143.5513 | 143.5513 | 1 | 143.5513 | 143.5513
Wittenberg (1991) | 1991 | 140.8824 | #N/A | Magaud et al. (2004) |  | 2003 | Tokimatsu et al. (2003) | 180.674 | 97.286 | 83.388 | 138.98 | 138.98
Miller et al. (1991) | 1991 | 205.6492 | #N/A | Conn et al. (1990) |  | 2004 | Magaud et al. (2004) | 121.815 | 60.9075 | 60.9075 | 87.9775 | 90.2333
Miller et al. (1991) | 1991 | 153.9923 | #N/A | Bednyagin & Gnansounou (2011) |  | 2007 | Maisonnier et al. (2007) | 133.9965 | 44.6655 | 89.331 | 74.4425 | 87.8421
Wittenberg (1991) | 1991 | 111.5319 | #N/A | Hender et al. (1996) |  | 2009 | Kozaki et al. (2009) | 129.1962 | 111.5721 | 17.6241 | 113.2065 | 116.7953
Moir (1992) | 1992 | 195.4358 | b | Kozaki et al. (2009) |  | 2010 | Drakojlovic et al. (2010) | 85.8526 | 85.8526 | 1 | 85.8526 | 85.8526
Hender et al. (1996) | 1996 | 163.5801 | #N/A | Tokimatsu et al. (2003) |  | 2011 | Bednyagin & Gnansounou (2011) | 98.0204 | 42.8839 | 55.1365 | 70.4522 | 70.4522
Hender et al. (1996) | 1996 | 159.2754 | #N/A |  |  | 2021 | Jo et al. (2021) | 138.2989 | 96.8092 | 41.4897 | 118.048 | 117.801
Hender et al. (1996) | 1996 | 185.1038 | #N/A |  |  | 2023 | Lindley et al. (2023) | 251.9016 | 82.9794 | 168.9223 | 120.5176 | 141.5918
Cook et al. (2002) | 2002 | 211.887 | #N/A |  |  |  | Own calculation | 222.3044 | 18.2874 | 204.017 | 86.7474 | 90.7747
Cook et al. (2002) | 2002 | 195.588 | #N/A
Cook et al. (2002) | 2002 | 179.289 | #N/A
Cook et al. (2002) | 2002 | 162.99 | #N/A
Cook et al. (2002) | 2002 | 146.691 | #N/A
Cook et al. (2002) | 2002 | 114.093 | #N/A
Cook et al. (2002) | 2002 | 130.392 | #N/A
Tokimatsu et al. (2002) | 2002 | 143.5513 | r
Tokimatsu et al. (2003) | 2003 | 180.674 | #N/A
Tokimatsu et al. (2003) | 2003 | 97.286 | #N/A
Magaud et al. (2004) | 2004 | 121.815 | #N/A
Magaud et al. (2004) | 2004 | 87.9775 | #N/A
Magaud et al. (2004) | 2004 | 60.9075 | #N/A
Maisonnier et al. (2007) | 2007 | 59.554 | o
Maisonnier et al. (2007) | 2007 | 74.4425 | o
Maisonnier et al. (2007) | 2007 | 119.108 | o
Maisonnier et al. (2007) | 2007 | 74.4425 | o
Maisonnier et al. (2007) | 2007 | 133.9965 | o
Maisonnier et al. (2007) | 2007 | 74.4425 | o
Maisonnier et al. (2007) | 2007 | 59.554 | o
Maisonnier et al. (2007) | 2007 | 44.6655 | o
Maisonnier et al. (2007) | 2007 | 104.2195 | o
Maisonnier et al. (2007) | 2007 | 133.9965 | o
Kozaki et al. (2009) | 2009 | 114.1304 | #N/A
Kozaki et al. (2009) | 2009 | 111.5721 | #N/A
Kozaki et al. (2009) | 2009 | 129.1962 | #N/A
Kozaki et al. (2009) | 2009 | 112.2827 | #N/A
Drakojlovic et al. (2010) | 2010 | 85.8526 | y
Bednyagin & Gnansounou (2011) | 2011 | 42.8839 | #N/A
Bednyagin & Gnansounou (2011) | 2011 | 98.0204 | #N/A
Jo et al. (2021) | 2021 | 128.4204 | c
Jo et al. (2021) | 2021 | 138.2989 | c
Jo et al. (2021) | 2021 | 107.6756 | c
Jo et al. (2021) | 2021 | 96.8092 | c
Lindley et al. (2023) | 2023 | 143.2382 | b
Lindley et al. (2023) | 2023 | 155.0924 | b
Lindley et al. (2023) | 2023 | 98.7849 | b
Lindley et al. (2023) | 2023 | 104.712 | b
Lindley et al. (2023) | 2023 | 119.5298 | b
Lindley et al. (2023) | 2023 | 251.9016 | b
Lindley et al. (2023) | 2023 | 120.5176 | b
Lindley et al. (2023) | 2023 | 82.9794 | b
Lindley et al. (2023) | 2023 | 197.5699 | b

## LCOE_REF_PLOT_LONG
OCC 2019 | Reference | Wert
185.8865 | Bednyagin & Gnansounou (2011) | 42.8839
185.8865 | Bednyagin & Gnansounou (2011) | 98.0204
205.4535 | Bednyagin & Gnansounou (2011) | 42.8839
205.4535 | Bednyagin & Gnansounou (2011) | 98.0204
239.0912 | Bednyagin & Gnansounou (2011) | 42.8839
239.0912 | Bednyagin & Gnansounou (2011) | 98.0204
332.5291 | Bednyagin & Gnansounou (2011) | 42.8839
332.5291 | Bednyagin & Gnansounou (2011) | 98.0204
354.524 | Bednyagin & Gnansounou (2011) | 42.8839
354.524 | Bednyagin & Gnansounou (2011) | 98.0204
1062.4881 | Bednyagin & Gnansounou (2011) | 42.8839
1062.4881 | Bednyagin & Gnansounou (2011) | 98.0204
2056.1081 | Bednyagin & Gnansounou (2011) | 42.8839
2056.1081 | Bednyagin & Gnansounou (2011) | 98.0204
2223.824 | Bednyagin & Gnansounou (2011) | 42.8839
2223.824 | Bednyagin & Gnansounou (2011) | 98.0204
2414.316 | Bednyagin & Gnansounou (2011) | 42.8839
2414.316 | Bednyagin & Gnansounou (2011) | 98.0204
2821.9566 | Bednyagin & Gnansounou (2011) | 42.8839
2821.9566 | Bednyagin & Gnansounou (2011) | 98.0204
3221.799 | Bednyagin & Gnansounou (2011) | 42.8839
3221.799 | Bednyagin & Gnansounou (2011) | 98.0204
3478.3431 | Bednyagin & Gnansounou (2011) | 42.8839
3478.3431 | Bednyagin & Gnansounou (2011) | 98.0204
3704.4354 | Bednyagin & Gnansounou (2011) | 42.8839
3704.4354 | Bednyagin & Gnansounou (2011) | 98.0204
3951.3978 | Bednyagin & Gnansounou (2011) | 42.8839
3951.3978 | Bednyagin & Gnansounou (2011) | 98.0204
4186.854 | Bednyagin & Gnansounou (2011) | 42.8839
4186.854 | Bednyagin & Gnansounou (2011) | 98.0204
4229.9103 | Bednyagin & Gnansounou (2011) | 42.8839
4229.9103 | Bednyagin & Gnansounou (2011) | 98.0204
4258.1196 | Bednyagin & Gnansounou (2011) | 42.8839
4258.1196 | Bednyagin & Gnansounou (2011) | 98.0204
4379.865 | Bednyagin & Gnansounou (2011) | 42.8839
4379.865 | Bednyagin & Gnansounou (2011) | 98.0204
4397.4881 | Bednyagin & Gnansounou (2011) | 42.8839
4397.4881 | Bednyagin & Gnansounou (2011) | 98.0204
4418.3381 | Bednyagin & Gnansounou (2011) | 42.8839
4418.3381 | Bednyagin & Gnansounou (2011) | 98.0204
4463.3824 | Bednyagin & Gnansounou (2011) | 42.8839
4463.3824 | Bednyagin & Gnansounou (2011) | 98.0204
4917.8393 | Bednyagin & Gnansounou (2011) | 42.8839
4917.8393 | Bednyagin & Gnansounou (2011) | 98.0204
4939.2473 | Bednyagin & Gnansounou (2011) | 42.8839
4939.2473 | Bednyagin & Gnansounou (2011) | 98.0204
4978.0347 | Bednyagin & Gnansounou (2011) | 42.8839
4978.0347 | Bednyagin & Gnansounou (2011) | 98.0204
5560.2892 | Bednyagin & Gnansounou (2011) | 42.8839
5560.2892 | Bednyagin & Gnansounou (2011) | 98.0204
5599.55 | Bednyagin & Gnansounou (2011) | 42.8839
5599.55 | Bednyagin & Gnansounou (2011) | 98.0204
5663.3409 | Bednyagin & Gnansounou (2011) | 42.8839
5663.3409 | Bednyagin & Gnansounou (2011) | 98.0204
5849.718 | Bednyagin & Gnansounou (2011) | 42.8839
5849.718 | Bednyagin & Gnansounou (2011) | 98.0204
6057.4176 | Bednyagin & Gnansounou (2011) | 42.8839
6057.4176 | Bednyagin & Gnansounou (2011) | 98.0204
6168.9285 | Bednyagin & Gnansounou (2011) | 42.8839
6168.9285 | Bednyagin & Gnansounou (2011) | 98.0204
6327.9462 | Bednyagin & Gnansounou (2011) | 42.8839
6327.9462 | Bednyagin & Gnansounou (2011) | 98.0204
6513.5063 | Bednyagin & Gnansounou (2011) | 42.8839
6513.5063 | Bednyagin & Gnansounou (2011) | 98.0204
6672.347 | Bednyagin & Gnansounou (2011) | 42.8839
6672.347 | Bednyagin & Gnansounou (2011) | 98.0204
7131.2852 | Bednyagin & Gnansounou (2011) | 42.8839
7131.2852 | Bednyagin & Gnansounou (2011) | 98.0204
7189.4838 | Bednyagin & Gnansounou (2011) | 42.8839
7189.4838 | Bednyagin & Gnansounou (2011) | 98.0204
7316.4291 | Bednyagin & Gnansounou (2011) | 42.8839
7316.4291 | Bednyagin & Gnansounou (2011) | 98.0204
7580.496 | Bednyagin & Gnansounou (2011) | 42.8839
7580.496 | Bednyagin & Gnansounou (2011) | 98.0204
7639.0398 | Bednyagin & Gnansounou (2011) | 42.8839
7639.0398 | Bednyagin & Gnansounou (2011) | 98.0204
7742.7105 | Bednyagin & Gnansounou (2011) | 42.8839
7742.7105 | Bednyagin & Gnansounou (2011) | 98.0204
7839.37 | Bednyagin & Gnansounou (2011) | 42.8839
7839.37 | Bednyagin & Gnansounou (2011) | 98.0204
8029.4225 | Bednyagin & Gnansounou (2011) | 42.8839
8029.4225 | Bednyagin & Gnansounou (2011) | 98.0204
8071.7179 | Bednyagin & Gnansounou (2011) | 42.8839
8071.7179 | Bednyagin & Gnansounou (2011) | 98.0204
8351.4375 | Bednyagin & Gnansounou (2011) | 42.8839
8351.4375 | Bednyagin & Gnansounou (2011) | 98.0204
8759.5492 | Bednyagin & Gnansounou (2011) | 42.8839
8759.5492 | Bednyagin & Gnansounou (2011) | 98.0204
9291.7783 | Bednyagin & Gnansounou (2011) | 42.8839
9291.7783 | Bednyagin & Gnansounou (2011) | 98.0204
11199.1 | Bednyagin & Gnansounou (2011) | 42.8839
11199.1 | Bednyagin & Gnansounou (2011) | 98.0204
11439.2967 | Bednyagin & Gnansounou (2011) | 42.8839
11439.2967 | Bednyagin & Gnansounou (2011) | 98.0204
11948.0391 | Bednyagin & Gnansounou (2011) | 42.8839
11948.0391 | Bednyagin & Gnansounou (2011) | 98.0204
13670.0667 | Bednyagin & Gnansounou (2011) | 42.8839
13670.0667 | Bednyagin & Gnansounou (2011) | 98.0204
16144.4236 | Bednyagin & Gnansounou (2011) | 42.8839
16144.4236 | Bednyagin & Gnansounou (2011) | 98.0204
185.8865 | Conn et al. (1990) | 123.2283
185.8865 | Conn et al. (1990) | 86.476
185.8865 | Conn et al. (1990) | 149.1711
205.4535 | Conn et al. (1990) | 123.2283
205.4535 | Conn et al. (1990) | 86.476
205.4535 | Conn et al. (1990) | 149.1711
239.0912 | Conn et al. (1990) | 123.2283
239.0912 | Conn et al. (1990) | 86.476
239.0912 | Conn et al. (1990) | 149.1711
332.5291 | Conn et al. (1990) | 123.2283
332.5291 | Conn et al. (1990) | 86.476
332.5291 | Conn et al. (1990) | 149.1711
354.524 | Conn et al. (1990) | 123.2283
354.524 | Conn et al. (1990) | 86.476
354.524 | Conn et al. (1990) | 149.1711
1062.4881 | Conn et al. (1990) | 123.2283
1062.4881 | Conn et al. (1990) | 86.476
1062.4881 | Conn et al. (1990) | 149.1711
2056.1081 | Conn et al. (1990) | 123.2283
2056.1081 | Conn et al. (1990) | 86.476
2056.1081 | Conn et al. (1990) | 149.1711
2223.824 | Conn et al. (1990) | 123.2283
2223.824 | Conn et al. (1990) | 86.476
2223.824 | Conn et al. (1990) | 149.1711
2414.316 | Conn et al. (1990) | 123.2283
2414.316 | Conn et al. (1990) | 86.476
2414.316 | Conn et al. (1990) | 149.1711
2821.9566 | Conn et al. (1990) | 123.2283
2821.9566 | Conn et al. (1990) | 86.476
2821.9566 | Conn et al. (1990) | 149.1711
3221.799 | Conn et al. (1990) | 123.2283
3221.799 | Conn et al. (1990) | 86.476
3221.799 | Conn et al. (1990) | 149.1711
3478.3431 | Conn et al. (1990) | 123.2283
3478.3431 | Conn et al. (1990) | 86.476
3478.3431 | Conn et al. (1990) | 149.1711
3704.4354 | Conn et al. (1990) | 123.2283
3704.4354 | Conn et al. (1990) | 86.476
3704.4354 | Conn et al. (1990) | 149.1711
3951.3978 | Conn et al. (1990) | 123.2283
3951.3978 | Conn et al. (1990) | 86.476
3951.3978 | Conn et al. (1990) | 149.1711
4186.854 | Conn et al. (1990) | 123.2283
4186.854 | Conn et al. (1990) | 86.476
4186.854 | Conn et al. (1990) | 149.1711
4229.9103 | Conn et al. (1990) | 123.2283
4229.9103 | Conn et al. (1990) | 86.476
4229.9103 | Conn et al. (1990) | 149.1711
4258.1196 | Conn et al. (1990) | 123.2283
4258.1196 | Conn et al. (1990) | 86.476
4258.1196 | Conn et al. (1990) | 149.1711
4379.865 | Conn et al. (1990) | 123.2283
4379.865 | Conn et al. (1990) | 86.476
4379.865 | Conn et al. (1990) | 149.1711
4397.4881 | Conn et al. (1990) | 123.2283
4397.4881 | Conn et al. (1990) | 86.476
4397.4881 | Conn et al. (1990) | 149.1711
4418.3381 | Conn et al. (1990) | 123.2283
4418.3381 | Conn et al. (1990) | 86.476
4418.3381 | Conn et al. (1990) | 149.1711
4463.3824 | Conn et al. (1990) | 123.2283
4463.3824 | Conn et al. (1990) | 86.476
4463.3824 | Conn et al. (1990) | 149.1711
4917.8393 | Conn et al. (1990) | 123.2283
4917.8393 | Conn et al. (1990) | 86.476
4917.8393 | Conn et al. (1990) | 149.1711
4939.2473 | Conn et al. (1990) | 123.2283
4939.2473 | Conn et al. (1990) | 86.476
4939.2473 | Conn et al. (1990) | 149.1711
4978.0347 | Conn et al. (1990) | 123.2283
4978.0347 | Conn et al. (1990) | 86.476
4978.0347 | Conn et al. (1990) | 149.1711
5560.2892 | Conn et al. (1990) | 123.2283
5560.2892 | Conn et al. (1990) | 86.476
5560.2892 | Conn et al. (1990) | 149.1711
5599.55 | Conn et al. (1990) | 123.2283
5599.55 | Conn et al. (1990) | 86.476
5599.55 | Conn et al. (1990) | 149.1711
5663.3409 | Conn et al. (1990) | 123.2283
5663.3409 | Conn et al. (1990) | 86.476
5663.3409 | Conn et al. (1990) | 149.1711
5849.718 | Conn et al. (1990) | 123.2283
5849.718 | Conn et al. (1990) | 86.476
5849.718 | Conn et al. (1990) | 149.1711
6057.4176 | Conn et al. (1990) | 123.2283
6057.4176 | Conn et al. (1990) | 86.476
6057.4176 | Conn et al. (1990) | 149.1711
6168.9285 | Conn et al. (1990) | 123.2283
6168.9285 | Conn et al. (1990) | 86.476
6168.9285 | Conn et al. (1990) | 149.1711
6327.9462 | Conn et al. (1990) | 123.2283
6327.9462 | Conn et al. (1990) | 86.476
6327.9462 | Conn et al. (1990) | 149.1711
6513.5063 | Conn et al. (1990) | 123.2283
6513.5063 | Conn et al. (1990) | 86.476
6513.5063 | Conn et al. (1990) | 149.1711
6672.347 | Conn et al. (1990) | 123.2283
6672.347 | Conn et al. (1990) | 86.476
6672.347 | Conn et al. (1990) | 149.1711
7131.2852 | Conn et al. (1990) | 123.2283
7131.2852 | Conn et al. (1990) | 86.476
7131.2852 | Conn et al. (1990) | 149.1711
7189.4838 | Conn et al. (1990) | 123.2283
7189.4838 | Conn et al. (1990) | 86.476
7189.4838 | Conn et al. (1990) | 149.1711
7316.4291 | Conn et al. (1990) | 123.2283
7316.4291 | Conn et al. (1990) | 86.476
7316.4291 | Conn et al. (1990) | 149.1711
7580.496 | Conn et al. (1990) | 123.2283
7580.496 | Conn et al. (1990) | 86.476
7580.496 | Conn et al. (1990) | 149.1711
7639.0398 | Conn et al. (1990) | 123.2283
7639.0398 | Conn et al. (1990) | 86.476
7639.0398 | Conn et al. (1990) | 149.1711
7742.7105 | Conn et al. (1990) | 123.2283
7742.7105 | Conn et al. (1990) | 86.476
7742.7105 | Conn et al. (1990) | 149.1711
7839.37 | Conn et al. (1990) | 123.2283
7839.37 | Conn et al. (1990) | 86.476
7839.37 | Conn et al. (1990) | 149.1711
8029.4225 | Conn et al. (1990) | 123.2283
8029.4225 | Conn et al. (1990) | 86.476
8029.4225 | Conn et al. (1990) | 149.1711
8071.7179 | Conn et al. (1990) | 123.2283
8071.7179 | Conn et al. (1990) | 86.476
8071.7179 | Conn et al. (1990) | 149.1711
8351.4375 | Conn et al. (1990) | 123.2283
8351.4375 | Conn et al. (1990) | 86.476
8351.4375 | Conn et al. (1990) | 149.1711
8759.5492 | Conn et al. (1990) | 123.2283
8759.5492 | Conn et al. (1990) | 86.476
8759.5492 | Conn et al. (1990) | 149.1711
9291.7783 | Conn et al. (1990) | 123.2283
9291.7783 | Conn et al. (1990) | 86.476
9291.7783 | Conn et al. (1990) | 149.1711
11199.1 | Conn et al. (1990) | 123.2283
11199.1 | Conn et al. (1990) | 86.476
11199.1 | Conn et al. (1990) | 149.1711
11439.2967 | Conn et al. (1990) | 123.2283
11439.2967 | Conn et al. (1990) | 86.476
11439.2967 | Conn et al. (1990) | 149.1711
11948.0391 | Conn et al. (1990) | 123.2283
11948.0391 | Conn et al. (1990) | 86.476
11948.0391 | Conn et al. (1990) | 149.1711
13670.0667 | Conn et al. (1990) | 123.2283
13670.0667 | Conn et al. (1990) | 86.476
13670.0667 | Conn et al. (1990) | 149.1711
16144.4236 | Conn et al. (1990) | 123.2283
16144.4236 | Conn et al. (1990) | 86.476
16144.4236 | Conn et al. (1990) | 149.1711
185.8865 | Cook et al. (2002) | 114.093
185.8865 | Cook et al. (2002) | 130.392
185.8865 | Cook et al. (2002) | 146.691
185.8865 | Cook et al. (2002) | 162.99
185.8865 | Cook et al. (2002) | 179.289
185.8865 | Cook et al. (2002) | 195.588
185.8865 | Cook et al. (2002) | 211.887
205.4535 | Cook et al. (2002) | 114.093
205.4535 | Cook et al. (2002) | 130.392
205.4535 | Cook et al. (2002) | 146.691
205.4535 | Cook et al. (2002) | 162.99
205.4535 | Cook et al. (2002) | 179.289
205.4535 | Cook et al. (2002) | 195.588
205.4535 | Cook et al. (2002) | 211.887
239.0912 | Cook et al. (2002) | 114.093
239.0912 | Cook et al. (2002) | 130.392
239.0912 | Cook et al. (2002) | 146.691
239.0912 | Cook et al. (2002) | 162.99
239.0912 | Cook et al. (2002) | 179.289
239.0912 | Cook et al. (2002) | 195.588
239.0912 | Cook et al. (2002) | 211.887
332.5291 | Cook et al. (2002) | 114.093
332.5291 | Cook et al. (2002) | 130.392
332.5291 | Cook et al. (2002) | 146.691
332.5291 | Cook et al. (2002) | 162.99
332.5291 | Cook et al. (2002) | 179.289
332.5291 | Cook et al. (2002) | 195.588
332.5291 | Cook et al. (2002) | 211.887
354.524 | Cook et al. (2002) | 114.093
354.524 | Cook et al. (2002) | 130.392
354.524 | Cook et al. (2002) | 146.691
354.524 | Cook et al. (2002) | 162.99
354.524 | Cook et al. (2002) | 179.289
354.524 | Cook et al. (2002) | 195.588
354.524 | Cook et al. (2002) | 211.887
1062.4881 | Cook et al. (2002) | 114.093
1062.4881 | Cook et al. (2002) | 130.392
1062.4881 | Cook et al. (2002) | 146.691
1062.4881 | Cook et al. (2002) | 162.99
1062.4881 | Cook et al. (2002) | 179.289
1062.4881 | Cook et al. (2002) | 195.588
1062.4881 | Cook et al. (2002) | 211.887
2056.1081 | Cook et al. (2002) | 114.093
2056.1081 | Cook et al. (2002) | 130.392
2056.1081 | Cook et al. (2002) | 146.691
2056.1081 | Cook et al. (2002) | 162.99
2056.1081 | Cook et al. (2002) | 179.289
2056.1081 | Cook et al. (2002) | 195.588
2056.1081 | Cook et al. (2002) | 211.887
2223.824 | Cook et al. (2002) | 114.093
2223.824 | Cook et al. (2002) | 130.392
2223.824 | Cook et al. (2002) | 146.691
2223.824 | Cook et al. (2002) | 162.99
2223.824 | Cook et al. (2002) | 179.289
2223.824 | Cook et al. (2002) | 195.588
2223.824 | Cook et al. (2002) | 211.887
2414.316 | Cook et al. (2002) | 114.093
2414.316 | Cook et al. (2002) | 130.392
2414.316 | Cook et al. (2002) | 146.691
2414.316 | Cook et al. (2002) | 162.99
2414.316 | Cook et al. (2002) | 179.289
2414.316 | Cook et al. (2002) | 195.588
2414.316 | Cook et al. (2002) | 211.887
2821.9566 | Cook et al. (2002) | 114.093
2821.9566 | Cook et al. (2002) | 130.392
2821.9566 | Cook et al. (2002) | 146.691
2821.9566 | Cook et al. (2002) | 162.99
2821.9566 | Cook et al. (2002) | 179.289
2821.9566 | Cook et al. (2002) | 195.588
2821.9566 | Cook et al. (2002) | 211.887
3221.799 | Cook et al. (2002) | 114.093
3221.799 | Cook et al. (2002) | 130.392
3221.799 | Cook et al. (2002) | 146.691
3221.799 | Cook et al. (2002) | 162.99
3221.799 | Cook et al. (2002) | 179.289
3221.799 | Cook et al. (2002) | 195.588
3221.799 | Cook et al. (2002) | 211.887
3478.3431 | Cook et al. (2002) | 114.093
3478.3431 | Cook et al. (2002) | 130.392
3478.3431 | Cook et al. (2002) | 146.691
3478.3431 | Cook et al. (2002) | 162.99
3478.3431 | Cook et al. (2002) | 179.289
3478.3431 | Cook et al. (2002) | 195.588
3478.3431 | Cook et al. (2002) | 211.887
3704.4354 | Cook et al. (2002) | 114.093
3704.4354 | Cook et al. (2002) | 130.392
3704.4354 | Cook et al. (2002) | 146.691
3704.4354 | Cook et al. (2002) | 162.99
3704.4354 | Cook et al. (2002) | 179.289
3704.4354 | Cook et al. (2002) | 195.588
3704.4354 | Cook et al. (2002) | 211.887
3951.3978 | Cook et al. (2002) | 114.093
3951.3978 | Cook et al. (2002) | 130.392
3951.3978 | Cook et al. (2002) | 146.691
3951.3978 | Cook et al. (2002) | 162.99
3951.3978 | Cook et al. (2002) | 179.289
3951.3978 | Cook et al. (2002) | 195.588
3951.3978 | Cook et al. (2002) | 211.887
4186.854 | Cook et al. (2002) | 114.093
4186.854 | Cook et al. (2002) | 130.392
4186.854 | Cook et al. (2002) | 146.691
4186.854 | Cook et al. (2002) | 162.99
4186.854 | Cook et al. (2002) | 179.289
4186.854 | Cook et al. (2002) | 195.588
4186.854 | Cook et al. (2002) | 211.887
4229.9103 | Cook et al. (2002) | 114.093
4229.9103 | Cook et al. (2002) | 130.392
4229.9103 | Cook et al. (2002) | 146.691
4229.9103 | Cook et al. (2002) | 162.99
4229.9103 | Cook et al. (2002) | 179.289
4229.9103 | Cook et al. (2002) | 195.588
4229.9103 | Cook et al. (2002) | 211.887
4258.1196 | Cook et al. (2002) | 114.093
4258.1196 | Cook et al. (2002) | 130.392
4258.1196 | Cook et al. (2002) | 146.691
4258.1196 | Cook et al. (2002) | 162.99
4258.1196 | Cook et al. (2002) | 179.289
4258.1196 | Cook et al. (2002) | 195.588
4258.1196 | Cook et al. (2002) | 211.887
4379.865 | Cook et al. (2002) | 114.093
4379.865 | Cook et al. (2002) | 130.392
4379.865 | Cook et al. (2002) | 146.691
4379.865 | Cook et al. (2002) | 162.99
4379.865 | Cook et al. (2002) | 179.289
4379.865 | Cook et al. (2002) | 195.588
4379.865 | Cook et al. (2002) | 211.887
4397.4881 | Cook et al. (2002) | 114.093
4397.4881 | Cook et al. (2002) | 130.392
4397.4881 | Cook et al. (2002) | 146.691
4397.4881 | Cook et al. (2002) | 162.99
4397.4881 | Cook et al. (2002) | 179.289
4397.4881 | Cook et al. (2002) | 195.588
4397.4881 | Cook et al. (2002) | 211.887
4418.3381 | Cook et al. (2002) | 114.093
4418.3381 | Cook et al. (2002) | 130.392
4418.3381 | Cook et al. (2002) | 146.691
4418.3381 | Cook et al. (2002) | 162.99
4418.3381 | Cook et al. (2002) | 179.289
4418.3381 | Cook et al. (2002) | 195.588
4418.3381 | Cook et al. (2002) | 211.887
4463.3824 | Cook et al. (2002) | 114.093
4463.3824 | Cook et al. (2002) | 130.392
4463.3824 | Cook et al. (2002) | 146.691
4463.3824 | Cook et al. (2002) | 162.99
4463.3824 | Cook et al. (2002) | 179.289
4463.3824 | Cook et al. (2002) | 195.588
4463.3824 | Cook et al. (2002) | 211.887
4917.8393 | Cook et al. (2002) | 114.093
4917.8393 | Cook et al. (2002) | 130.392
4917.8393 | Cook et al. (2002) | 146.691
4917.8393 | Cook et al. (2002) | 162.99
4917.8393 | Cook et al. (2002) | 179.289
4917.8393 | Cook et al. (2002) | 195.588
4917.8393 | Cook et al. (2002) | 211.887
4939.2473 | Cook et al. (2002) | 114.093
4939.2473 | Cook et al. (2002) | 130.392
4939.2473 | Cook et al. (2002) | 146.691
4939.2473 | Cook et al. (2002) | 162.99
4939.2473 | Cook et al. (2002) | 179.289
4939.2473 | Cook et al. (2002) | 195.588
4939.2473 | Cook et al. (2002) | 211.887
4978.0347 | Cook et al. (2002) | 114.093
4978.0347 | Cook et al. (2002) | 130.392
4978.0347 | Cook et al. (2002) | 146.691
4978.0347 | Cook et al. (2002) | 162.99
4978.0347 | Cook et al. (2002) | 179.289
4978.0347 | Cook et al. (2002) | 195.588
4978.0347 | Cook et al. (2002) | 211.887
5560.2892 | Cook et al. (2002) | 114.093
5560.2892 | Cook et al. (2002) | 130.392
5560.2892 | Cook et al. (2002) | 146.691
5560.2892 | Cook et al. (2002) | 162.99
5560.2892 | Cook et al. (2002) | 179.289
5560.2892 | Cook et al. (2002) | 195.588
5560.2892 | Cook et al. (2002) | 211.887
5599.55 | Cook et al. (2002) | 114.093
5599.55 | Cook et al. (2002) | 130.392
5599.55 | Cook et al. (2002) | 146.691
5599.55 | Cook et al. (2002) | 162.99
5599.55 | Cook et al. (2002) | 179.289
5599.55 | Cook et al. (2002) | 195.588
5599.55 | Cook et al. (2002) | 211.887
5663.3409 | Cook et al. (2002) | 114.093
5663.3409 | Cook et al. (2002) | 130.392
5663.3409 | Cook et al. (2002) | 146.691
5663.3409 | Cook et al. (2002) | 162.99
5663.3409 | Cook et al. (2002) | 179.289
5663.3409 | Cook et al. (2002) | 195.588
5663.3409 | Cook et al. (2002) | 211.887
5849.718 | Cook et al. (2002) | 114.093
5849.718 | Cook et al. (2002) | 130.392
5849.718 | Cook et al. (2002) | 146.691
5849.718 | Cook et al. (2002) | 162.99
5849.718 | Cook et al. (2002) | 179.289
5849.718 | Cook et al. (2002) | 195.588
5849.718 | Cook et al. (2002) | 211.887
6057.4176 | Cook et al. (2002) | 114.093
6057.4176 | Cook et al. (2002) | 130.392
6057.4176 | Cook et al. (2002) | 146.691
6057.4176 | Cook et al. (2002) | 162.99
6057.4176 | Cook et al. (2002) | 179.289
6057.4176 | Cook et al. (2002) | 195.588
6057.4176 | Cook et al. (2002) | 211.887
6168.9285 | Cook et al. (2002) | 114.093
6168.9285 | Cook et al. (2002) | 130.392
6168.9285 | Cook et al. (2002) | 146.691
6168.9285 | Cook et al. (2002) | 162.99
6168.9285 | Cook et al. (2002) | 179.289
6168.9285 | Cook et al. (2002) | 195.588
6168.9285 | Cook et al. (2002) | 211.887
6327.9462 | Cook et al. (2002) | 114.093
6327.9462 | Cook et al. (2002) | 130.392
6327.9462 | Cook et al. (2002) | 146.691
6327.9462 | Cook et al. (2002) | 162.99
6327.9462 | Cook et al. (2002) | 179.289
6327.9462 | Cook et al. (2002) | 195.588
6327.9462 | Cook et al. (2002) | 211.887
6513.5063 | Cook et al. (2002) | 114.093
6513.5063 | Cook et al. (2002) | 130.392
6513.5063 | Cook et al. (2002) | 146.691
6513.5063 | Cook et al. (2002) | 162.99
6513.5063 | Cook et al. (2002) | 179.289
6513.5063 | Cook et al. (2002) | 195.588
6513.5063 | Cook et al. (2002) | 211.887
6672.347 | Cook et al. (2002) | 114.093
6672.347 | Cook et al. (2002) | 130.392
6672.347 | Cook et al. (2002) | 146.691
6672.347 | Cook et al. (2002) | 162.99
6672.347 | Cook et al. (2002) | 179.289
6672.347 | Cook et al. (2002) | 195.588
6672.347 | Cook et al. (2002) | 211.887
7131.2852 | Cook et al. (2002) | 114.093
7131.2852 | Cook et al. (2002) | 130.392
7131.2852 | Cook et al. (2002) | 146.691
7131.2852 | Cook et al. (2002) | 162.99
7131.2852 | Cook et al. (2002) | 179.289
7131.2852 | Cook et al. (2002) | 195.588
7131.2852 | Cook et al. (2002) | 211.887
7189.4838 | Cook et al. (2002) | 114.093
7189.4838 | Cook et al. (2002) | 130.392
7189.4838 | Cook et al. (2002) | 146.691
7189.4838 | Cook et al. (2002) | 162.99
7189.4838 | Cook et al. (2002) | 179.289
7189.4838 | Cook et al. (2002) | 195.588
7189.4838 | Cook et al. (2002) | 211.887
7316.4291 | Cook et al. (2002) | 114.093
7316.4291 | Cook et al. (2002) | 130.392
7316.4291 | Cook et al. (2002) | 146.691
7316.4291 | Cook et al. (2002) | 162.99
7316.4291 | Cook et al. (2002) | 179.289
7316.4291 | Cook et al. (2002) | 195.588
7316.4291 | Cook et al. (2002) | 211.887
7580.496 | Cook et al. (2002) | 114.093
7580.496 | Cook et al. (2002) | 130.392
7580.496 | Cook et al. (2002) | 146.691
7580.496 | Cook et al. (2002) | 162.99
7580.496 | Cook et al. (2002) | 179.289
7580.496 | Cook et al. (2002) | 195.588
7580.496 | Cook et al. (2002) | 211.887
7639.0398 | Cook et al. (2002) | 114.093
7639.0398 | Cook et al. (2002) | 130.392
7639.0398 | Cook et al. (2002) | 146.691
7639.0398 | Cook et al. (2002) | 162.99
7639.0398 | Cook et al. (2002) | 179.289
7639.0398 | Cook et al. (2002) | 195.588
7639.0398 | Cook et al. (2002) | 211.887
7742.7105 | Cook et al. (2002) | 114.093
7742.7105 | Cook et al. (2002) | 130.392
7742.7105 | Cook et al. (2002) | 146.691
7742.7105 | Cook et al. (2002) | 162.99
7742.7105 | Cook et al. (2002) | 179.289
7742.7105 | Cook et al. (2002) | 195.588
7742.7105 | Cook et al. (2002) | 211.887
7839.37 | Cook et al. (2002) | 114.093
7839.37 | Cook et al. (2002) | 130.392
7839.37 | Cook et al. (2002) | 146.691
7839.37 | Cook et al. (2002) | 162.99
7839.37 | Cook et al. (2002) | 179.289
7839.37 | Cook et al. (2002) | 195.588
7839.37 | Cook et al. (2002) | 211.887
8029.4225 | Cook et al. (2002) | 114.093
8029.4225 | Cook et al. (2002) | 130.392
8029.4225 | Cook et al. (2002) | 146.691
8029.4225 | Cook et al. (2002) | 162.99
8029.4225 | Cook et al. (2002) | 179.289
8029.4225 | Cook et al. (2002) | 195.588
8029.4225 | Cook et al. (2002) | 211.887
8071.7179 | Cook et al. (2002) | 114.093
8071.7179 | Cook et al. (2002) | 130.392
8071.7179 | Cook et al. (2002) | 146.691
8071.7179 | Cook et al. (2002) | 162.99
8071.7179 | Cook et al. (2002) | 179.289
8071.7179 | Cook et al. (2002) | 195.588
8071.7179 | Cook et al. (2002) | 211.887
8351.4375 | Cook et al. (2002) | 114.093
8351.4375 | Cook et al. (2002) | 130.392
8351.4375 | Cook et al. (2002) | 146.691
8351.4375 | Cook et al. (2002) | 162.99
8351.4375 | Cook et al. (2002) | 179.289
8351.4375 | Cook et al. (2002) | 195.588
8351.4375 | Cook et al. (2002) | 211.887
8759.5492 | Cook et al. (2002) | 114.093
8759.5492 | Cook et al. (2002) | 130.392
8759.5492 | Cook et al. (2002) | 146.691
8759.5492 | Cook et al. (2002) | 162.99
8759.5492 | Cook et al. (2002) | 179.289
8759.5492 | Cook et al. (2002) | 195.588
8759.5492 | Cook et al. (2002) | 211.887
9291.7783 | Cook et al. (2002) | 114.093
9291.7783 | Cook et al. (2002) | 130.392
9291.7783 | Cook et al. (2002) | 146.691
9291.7783 | Cook et al. (2002) | 162.99
9291.7783 | Cook et al. (2002) | 179.289
9291.7783 | Cook et al. (2002) | 195.588
9291.7783 | Cook et al. (2002) | 211.887
11199.1 | Cook et al. (2002) | 114.093
11199.1 | Cook et al. (2002) | 130.392
11199.1 | Cook et al. (2002) | 146.691
11199.1 | Cook et al. (2002) | 162.99
11199.1 | Cook et al. (2002) | 179.289
11199.1 | Cook et al. (2002) | 195.588
11199.1 | Cook et al. (2002) | 211.887
11439.2967 | Cook et al. (2002) | 114.093
11439.2967 | Cook et al. (2002) | 130.392
11439.2967 | Cook et al. (2002) | 146.691
11439.2967 | Cook et al. (2002) | 162.99
11439.2967 | Cook et al. (2002) | 179.289
11439.2967 | Cook et al. (2002) | 195.588
11439.2967 | Cook et al. (2002) | 211.887
11948.0391 | Cook et al. (2002) | 114.093
11948.0391 | Cook et al. (2002) | 130.392
11948.0391 | Cook et al. (2002) | 146.691
11948.0391 | Cook et al. (2002) | 162.99
11948.0391 | Cook et al. (2002) | 179.289
11948.0391 | Cook et al. (2002) | 195.588
11948.0391 | Cook et al. (2002) | 211.887
13670.0667 | Cook et al. (2002) | 114.093
13670.0667 | Cook et al. (2002) | 130.392
13670.0667 | Cook et al. (2002) | 146.691
13670.0667 | Cook et al. (2002) | 162.99
13670.0667 | Cook et al. (2002) | 179.289
13670.0667 | Cook et al. (2002) | 195.588
13670.0667 | Cook et al. (2002) | 211.887
16144.4236 | Cook et al. (2002) | 114.093
16144.4236 | Cook et al. (2002) | 130.392
16144.4236 | Cook et al. (2002) | 146.691
16144.4236 | Cook et al. (2002) | 162.99
16144.4236 | Cook et al. (2002) | 179.289
16144.4236 | Cook et al. (2002) | 195.588
16144.4236 | Cook et al. (2002) | 211.887
185.8865 | Delene (1991) | 117.402
185.8865 | Delene (1991) | 117.402
205.4535 | Delene (1991) | 117.402
205.4535 | Delene (1991) | 117.402
239.0912 | Delene (1991) | 117.402
239.0912 | Delene (1991) | 117.402
332.5291 | Delene (1991) | 117.402
332.5291 | Delene (1991) | 117.402
354.524 | Delene (1991) | 117.402
354.524 | Delene (1991) | 117.402
1062.4881 | Delene (1991) | 117.402
1062.4881 | Delene (1991) | 117.402
2056.1081 | Delene (1991) | 117.402
2056.1081 | Delene (1991) | 117.402
2223.824 | Delene (1991) | 117.402
2223.824 | Delene (1991) | 117.402
2414.316 | Delene (1991) | 117.402
2414.316 | Delene (1991) | 117.402
2821.9566 | Delene (1991) | 117.402
2821.9566 | Delene (1991) | 117.402
3221.799 | Delene (1991) | 117.402
3221.799 | Delene (1991) | 117.402
3478.3431 | Delene (1991) | 117.402
3478.3431 | Delene (1991) | 117.402
3704.4354 | Delene (1991) | 117.402
3704.4354 | Delene (1991) | 117.402
3951.3978 | Delene (1991) | 117.402
3951.3978 | Delene (1991) | 117.402
4186.854 | Delene (1991) | 117.402
4186.854 | Delene (1991) | 117.402
4229.9103 | Delene (1991) | 117.402
4229.9103 | Delene (1991) | 117.402
4258.1196 | Delene (1991) | 117.402
4258.1196 | Delene (1991) | 117.402
4379.865 | Delene (1991) | 117.402
4379.865 | Delene (1991) | 117.402
4397.4881 | Delene (1991) | 117.402
4397.4881 | Delene (1991) | 117.402
4418.3381 | Delene (1991) | 117.402
4418.3381 | Delene (1991) | 117.402
4463.3824 | Delene (1991) | 117.402
4463.3824 | Delene (1991) | 117.402
4917.8393 | Delene (1991) | 117.402
4917.8393 | Delene (1991) | 117.402
4939.2473 | Delene (1991) | 117.402
4939.2473 | Delene (1991) | 117.402
4978.0347 | Delene (1991) | 117.402
4978.0347 | Delene (1991) | 117.402
5560.2892 | Delene (1991) | 117.402
5560.2892 | Delene (1991) | 117.402
5599.55 | Delene (1991) | 117.402
5599.55 | Delene (1991) | 117.402
5663.3409 | Delene (1991) | 117.402
5663.3409 | Delene (1991) | 117.402
5849.718 | Delene (1991) | 117.402
5849.718 | Delene (1991) | 117.402
6057.4176 | Delene (1991) | 117.402
6057.4176 | Delene (1991) | 117.402
6168.9285 | Delene (1991) | 117.402
6168.9285 | Delene (1991) | 117.402
6327.9462 | Delene (1991) | 117.402
6327.9462 | Delene (1991) | 117.402
6513.5063 | Delene (1991) | 117.402
6513.5063 | Delene (1991) | 117.402
6672.347 | Delene (1991) | 117.402
6672.347 | Delene (1991) | 117.402
7131.2852 | Delene (1991) | 117.402
7131.2852 | Delene (1991) | 117.402
7189.4838 | Delene (1991) | 117.402
7189.4838 | Delene (1991) | 117.402
7316.4291 | Delene (1991) | 117.402
7316.4291 | Delene (1991) | 117.402
7580.496 | Delene (1991) | 117.402
7580.496 | Delene (1991) | 117.402
7639.0398 | Delene (1991) | 117.402
7639.0398 | Delene (1991) | 117.402
7742.7105 | Delene (1991) | 117.402
7742.7105 | Delene (1991) | 117.402
7839.37 | Delene (1991) | 117.402
7839.37 | Delene (1991) | 117.402
8029.4225 | Delene (1991) | 117.402
8029.4225 | Delene (1991) | 117.402
8071.7179 | Delene (1991) | 117.402
8071.7179 | Delene (1991) | 117.402
8351.4375 | Delene (1991) | 117.402
8351.4375 | Delene (1991) | 117.402
8759.5492 | Delene (1991) | 117.402
8759.5492 | Delene (1991) | 117.402
9291.7783 | Delene (1991) | 117.402
9291.7783 | Delene (1991) | 117.402
11199.1 | Delene (1991) | 117.402
11199.1 | Delene (1991) | 117.402
11439.2967 | Delene (1991) | 117.402
11439.2967 | Delene (1991) | 117.402
11948.0391 | Delene (1991) | 117.402
11948.0391 | Delene (1991) | 117.402
13670.0667 | Delene (1991) | 117.402
13670.0667 | Delene (1991) | 117.402
16144.4236 | Delene (1991) | 117.402
16144.4236 | Delene (1991) | 117.402
185.8865 | Drakojlovic et al. (2010) | 85.8526
205.4535 | Drakojlovic et al. (2010) | 85.8526
239.0912 | Drakojlovic et al. (2010) | 85.8526
332.5291 | Drakojlovic et al. (2010) | 85.8526
354.524 | Drakojlovic et al. (2010) | 85.8526
1062.4881 | Drakojlovic et al. (2010) | 85.8526
2056.1081 | Drakojlovic et al. (2010) | 85.8526
2223.824 | Drakojlovic et al. (2010) | 85.8526
2414.316 | Drakojlovic et al. (2010) | 85.8526
2821.9566 | Drakojlovic et al. (2010) | 85.8526
3221.799 | Drakojlovic et al. (2010) | 85.8526
3478.3431 | Drakojlovic et al. (2010) | 85.8526
3704.4354 | Drakojlovic et al. (2010) | 85.8526
3951.3978 | Drakojlovic et al. (2010) | 85.8526
4186.854 | Drakojlovic et al. (2010) | 85.8526
4229.9103 | Drakojlovic et al. (2010) | 85.8526
4258.1196 | Drakojlovic et al. (2010) | 85.8526
4379.865 | Drakojlovic et al. (2010) | 85.8526
4397.4881 | Drakojlovic et al. (2010) | 85.8526
4418.3381 | Drakojlovic et al. (2010) | 85.8526
4463.3824 | Drakojlovic et al. (2010) | 85.8526
4917.8393 | Drakojlovic et al. (2010) | 85.8526
4939.2473 | Drakojlovic et al. (2010) | 85.8526
4978.0347 | Drakojlovic et al. (2010) | 85.8526
5560.2892 | Drakojlovic et al. (2010) | 85.8526
5599.55 | Drakojlovic et al. (2010) | 85.8526
5663.3409 | Drakojlovic et al. (2010) | 85.8526
5849.718 | Drakojlovic et al. (2010) | 85.8526
6057.4176 | Drakojlovic et al. (2010) | 85.8526
6168.9285 | Drakojlovic et al. (2010) | 85.8526
6327.9462 | Drakojlovic et al. (2010) | 85.8526
6513.5063 | Drakojlovic et al. (2010) | 85.8526
6672.347 | Drakojlovic et al. (2010) | 85.8526
7131.2852 | Drakojlovic et al. (2010) | 85.8526
7189.4838 | Drakojlovic et al. (2010) | 85.8526
7316.4291 | Drakojlovic et al. (2010) | 85.8526
7580.496 | Drakojlovic et al. (2010) | 85.8526
7639.0398 | Drakojlovic et al. (2010) | 85.8526
7742.7105 | Drakojlovic et al. (2010) | 85.8526
7839.37 | Drakojlovic et al. (2010) | 85.8526
8029.4225 | Drakojlovic et al. (2010) | 85.8526
8071.7179 | Drakojlovic et al. (2010) | 85.8526
8351.4375 | Drakojlovic et al. (2010) | 85.8526
8759.5492 | Drakojlovic et al. (2010) | 85.8526
9291.7783 | Drakojlovic et al. (2010) | 85.8526
11199.1 | Drakojlovic et al. (2010) | 85.8526
11439.2967 | Drakojlovic et al. (2010) | 85.8526
11948.0391 | Drakojlovic et al. (2010) | 85.8526
13670.0667 | Drakojlovic et al. (2010) | 85.8526
16144.4236 | Drakojlovic et al. (2010) | 85.8526
185.8865 | Hender et al. (1996) | 185.1038
185.8865 | Hender et al. (1996) | 163.5801
185.8865 | Hender et al. (1996) | 159.2754
205.4535 | Hender et al. (1996) | 185.1038
205.4535 | Hender et al. (1996) | 163.5801
205.4535 | Hender et al. (1996) | 159.2754
239.0912 | Hender et al. (1996) | 185.1038
239.0912 | Hender et al. (1996) | 163.5801
239.0912 | Hender et al. (1996) | 159.2754
332.5291 | Hender et al. (1996) | 185.1038
332.5291 | Hender et al. (1996) | 163.5801
332.5291 | Hender et al. (1996) | 159.2754
354.524 | Hender et al. (1996) | 185.1038
354.524 | Hender et al. (1996) | 163.5801
354.524 | Hender et al. (1996) | 159.2754
1062.4881 | Hender et al. (1996) | 185.1038
1062.4881 | Hender et al. (1996) | 163.5801
1062.4881 | Hender et al. (1996) | 159.2754
2056.1081 | Hender et al. (1996) | 185.1038
2056.1081 | Hender et al. (1996) | 163.5801
2056.1081 | Hender et al. (1996) | 159.2754
2223.824 | Hender et al. (1996) | 185.1038
2223.824 | Hender et al. (1996) | 163.5801
2223.824 | Hender et al. (1996) | 159.2754
2414.316 | Hender et al. (1996) | 185.1038
2414.316 | Hender et al. (1996) | 163.5801
2414.316 | Hender et al. (1996) | 159.2754
2821.9566 | Hender et al. (1996) | 185.1038
2821.9566 | Hender et al. (1996) | 163.5801
2821.9566 | Hender et al. (1996) | 159.2754
3221.799 | Hender et al. (1996) | 185.1038
3221.799 | Hender et al. (1996) | 163.5801
3221.799 | Hender et al. (1996) | 159.2754
3478.3431 | Hender et al. (1996) | 185.1038
3478.3431 | Hender et al. (1996) | 163.5801
3478.3431 | Hender et al. (1996) | 159.2754
3704.4354 | Hender et al. (1996) | 185.1038
3704.4354 | Hender et al. (1996) | 163.5801
3704.4354 | Hender et al. (1996) | 159.2754
3951.3978 | Hender et al. (1996) | 185.1038
3951.3978 | Hender et al. (1996) | 163.5801
3951.3978 | Hender et al. (1996) | 159.2754
4186.854 | Hender et al. (1996) | 185.1038
4186.854 | Hender et al. (1996) | 163.5801
4186.854 | Hender et al. (1996) | 159.2754
4229.9103 | Hender et al. (1996) | 185.1038
4229.9103 | Hender et al. (1996) | 163.5801
4229.9103 | Hender et al. (1996) | 159.2754
4258.1196 | Hender et al. (1996) | 185.1038
4258.1196 | Hender et al. (1996) | 163.5801
4258.1196 | Hender et al. (1996) | 159.2754
4379.865 | Hender et al. (1996) | 185.1038
4379.865 | Hender et al. (1996) | 163.5801
4379.865 | Hender et al. (1996) | 159.2754
4397.4881 | Hender et al. (1996) | 185.1038
4397.4881 | Hender et al. (1996) | 163.5801
4397.4881 | Hender et al. (1996) | 159.2754
4418.3381 | Hender et al. (1996) | 185.1038
4418.3381 | Hender et al. (1996) | 163.5801
4418.3381 | Hender et al. (1996) | 159.2754
4463.3824 | Hender et al. (1996) | 185.1038
4463.3824 | Hender et al. (1996) | 163.5801
4463.3824 | Hender et al. (1996) | 159.2754
4917.8393 | Hender et al. (1996) | 185.1038
4917.8393 | Hender et al. (1996) | 163.5801
4917.8393 | Hender et al. (1996) | 159.2754
4939.2473 | Hender et al. (1996) | 185.1038
4939.2473 | Hender et al. (1996) | 163.5801
4939.2473 | Hender et al. (1996) | 159.2754
4978.0347 | Hender et al. (1996) | 185.1038
4978.0347 | Hender et al. (1996) | 163.5801
4978.0347 | Hender et al. (1996) | 159.2754
5560.2892 | Hender et al. (1996) | 185.1038
5560.2892 | Hender et al. (1996) | 163.5801
5560.2892 | Hender et al. (1996) | 159.2754
5599.55 | Hender et al. (1996) | 185.1038
5599.55 | Hender et al. (1996) | 163.5801
5599.55 | Hender et al. (1996) | 159.2754
5663.3409 | Hender et al. (1996) | 185.1038
5663.3409 | Hender et al. (1996) | 163.5801
5663.3409 | Hender et al. (1996) | 159.2754
5849.718 | Hender et al. (1996) | 185.1038
5849.718 | Hender et al. (1996) | 163.5801
5849.718 | Hender et al. (1996) | 159.2754
6057.4176 | Hender et al. (1996) | 185.1038
6057.4176 | Hender et al. (1996) | 163.5801
6057.4176 | Hender et al. (1996) | 159.2754
6168.9285 | Hender et al. (1996) | 185.1038
6168.9285 | Hender et al. (1996) | 163.5801
6168.9285 | Hender et al. (1996) | 159.2754
6327.9462 | Hender et al. (1996) | 185.1038
6327.9462 | Hender et al. (1996) | 163.5801
6327.9462 | Hender et al. (1996) | 159.2754
6513.5063 | Hender et al. (1996) | 185.1038
6513.5063 | Hender et al. (1996) | 163.5801
6513.5063 | Hender et al. (1996) | 159.2754
6672.347 | Hender et al. (1996) | 185.1038
6672.347 | Hender et al. (1996) | 163.5801
6672.347 | Hender et al. (1996) | 159.2754
7131.2852 | Hender et al. (1996) | 185.1038
7131.2852 | Hender et al. (1996) | 163.5801
7131.2852 | Hender et al. (1996) | 159.2754
7189.4838 | Hender et al. (1996) | 185.1038
7189.4838 | Hender et al. (1996) | 163.5801
7189.4838 | Hender et al. (1996) | 159.2754
7316.4291 | Hender et al. (1996) | 185.1038
7316.4291 | Hender et al. (1996) | 163.5801
7316.4291 | Hender et al. (1996) | 159.2754
7580.496 | Hender et al. (1996) | 185.1038
7580.496 | Hender et al. (1996) | 163.5801
7580.496 | Hender et al. (1996) | 159.2754
7639.0398 | Hender et al. (1996) | 185.1038
7639.0398 | Hender et al. (1996) | 163.5801
7639.0398 | Hender et al. (1996) | 159.2754
7742.7105 | Hender et al. (1996) | 185.1038
7742.7105 | Hender et al. (1996) | 163.5801
7742.7105 | Hender et al. (1996) | 159.2754
7839.37 | Hender et al. (1996) | 185.1038
7839.37 | Hender et al. (1996) | 163.5801
7839.37 | Hender et al. (1996) | 159.2754
8029.4225 | Hender et al. (1996) | 185.1038
8029.4225 | Hender et al. (1996) | 163.5801
8029.4225 | Hender et al. (1996) | 159.2754
8071.7179 | Hender et al. (1996) | 185.1038
8071.7179 | Hender et al. (1996) | 163.5801
8071.7179 | Hender et al. (1996) | 159.2754
8351.4375 | Hender et al. (1996) | 185.1038
8351.4375 | Hender et al. (1996) | 163.5801
8351.4375 | Hender et al. (1996) | 159.2754
8759.5492 | Hender et al. (1996) | 185.1038
8759.5492 | Hender et al. (1996) | 163.5801
8759.5492 | Hender et al. (1996) | 159.2754
9291.7783 | Hender et al. (1996) | 185.1038
9291.7783 | Hender et al. (1996) | 163.5801
9291.7783 | Hender et al. (1996) | 159.2754
11199.1 | Hender et al. (1996) | 185.1038
11199.1 | Hender et al. (1996) | 163.5801
11199.1 | Hender et al. (1996) | 159.2754
11439.2967 | Hender et al. (1996) | 185.1038
11439.2967 | Hender et al. (1996) | 163.5801
11439.2967 | Hender et al. (1996) | 159.2754
11948.0391 | Hender et al. (1996) | 185.1038
11948.0391 | Hender et al. (1996) | 163.5801
11948.0391 | Hender et al. (1996) | 159.2754
13670.0667 | Hender et al. (1996) | 185.1038
13670.0667 | Hender et al. (1996) | 163.5801
13670.0667 | Hender et al. (1996) | 159.2754
16144.4236 | Hender et al. (1996) | 185.1038
16144.4236 | Hender et al. (1996) | 163.5801
16144.4236 | Hender et al. (1996) | 159.2754
185.8865 | Jo et al. (2021) | 107.6756
185.8865 | Jo et al. (2021) | 138.2989
185.8865 | Jo et al. (2021) | 96.8092
185.8865 | Jo et al. (2021) | 128.4204
205.4535 | Jo et al. (2021) | 107.6756
205.4535 | Jo et al. (2021) | 138.2989
205.4535 | Jo et al. (2021) | 96.8092
205.4535 | Jo et al. (2021) | 128.4204
239.0912 | Jo et al. (2021) | 107.6756
239.0912 | Jo et al. (2021) | 138.2989
239.0912 | Jo et al. (2021) | 96.8092
239.0912 | Jo et al. (2021) | 128.4204
332.5291 | Jo et al. (2021) | 107.6756
332.5291 | Jo et al. (2021) | 138.2989
332.5291 | Jo et al. (2021) | 96.8092
332.5291 | Jo et al. (2021) | 128.4204
354.524 | Jo et al. (2021) | 107.6756
354.524 | Jo et al. (2021) | 138.2989
354.524 | Jo et al. (2021) | 96.8092
354.524 | Jo et al. (2021) | 128.4204
1062.4881 | Jo et al. (2021) | 107.6756
1062.4881 | Jo et al. (2021) | 138.2989
1062.4881 | Jo et al. (2021) | 96.8092
1062.4881 | Jo et al. (2021) | 128.4204
2056.1081 | Jo et al. (2021) | 107.6756
2056.1081 | Jo et al. (2021) | 138.2989
2056.1081 | Jo et al. (2021) | 96.8092
2056.1081 | Jo et al. (2021) | 128.4204
2223.824 | Jo et al. (2021) | 107.6756
2223.824 | Jo et al. (2021) | 138.2989
2223.824 | Jo et al. (2021) | 96.8092
2223.824 | Jo et al. (2021) | 128.4204
2414.316 | Jo et al. (2021) | 107.6756
2414.316 | Jo et al. (2021) | 138.2989
2414.316 | Jo et al. (2021) | 96.8092
2414.316 | Jo et al. (2021) | 128.4204
2821.9566 | Jo et al. (2021) | 107.6756
2821.9566 | Jo et al. (2021) | 138.2989
2821.9566 | Jo et al. (2021) | 96.8092
2821.9566 | Jo et al. (2021) | 128.4204
3221.799 | Jo et al. (2021) | 107.6756
3221.799 | Jo et al. (2021) | 138.2989
3221.799 | Jo et al. (2021) | 96.8092
3221.799 | Jo et al. (2021) | 128.4204
3478.3431 | Jo et al. (2021) | 107.6756
3478.3431 | Jo et al. (2021) | 138.2989
3478.3431 | Jo et al. (2021) | 96.8092
3478.3431 | Jo et al. (2021) | 128.4204
3704.4354 | Jo et al. (2021) | 107.6756
3704.4354 | Jo et al. (2021) | 138.2989
3704.4354 | Jo et al. (2021) | 96.8092
3704.4354 | Jo et al. (2021) | 128.4204
3951.3978 | Jo et al. (2021) | 107.6756
3951.3978 | Jo et al. (2021) | 138.2989
3951.3978 | Jo et al. (2021) | 96.8092
3951.3978 | Jo et al. (2021) | 128.4204
4186.854 | Jo et al. (2021) | 107.6756
4186.854 | Jo et al. (2021) | 138.2989
4186.854 | Jo et al. (2021) | 96.8092
4186.854 | Jo et al. (2021) | 128.4204
4229.9103 | Jo et al. (2021) | 107.6756
4229.9103 | Jo et al. (2021) | 138.2989
4229.9103 | Jo et al. (2021) | 96.8092
4229.9103 | Jo et al. (2021) | 128.4204
4258.1196 | Jo et al. (2021) | 107.6756
4258.1196 | Jo et al. (2021) | 138.2989
4258.1196 | Jo et al. (2021) | 96.8092
4258.1196 | Jo et al. (2021) | 128.4204
4379.865 | Jo et al. (2021) | 107.6756
4379.865 | Jo et al. (2021) | 138.2989
4379.865 | Jo et al. (2021) | 96.8092
4379.865 | Jo et al. (2021) | 128.4204
4397.4881 | Jo et al. (2021) | 107.6756
4397.4881 | Jo et al. (2021) | 138.2989
4397.4881 | Jo et al. (2021) | 96.8092
4397.4881 | Jo et al. (2021) | 128.4204
4418.3381 | Jo et al. (2021) | 107.6756
4418.3381 | Jo et al. (2021) | 138.2989
4418.3381 | Jo et al. (2021) | 96.8092
4418.3381 | Jo et al. (2021) | 128.4204
4463.3824 | Jo et al. (2021) | 107.6756
4463.3824 | Jo et al. (2021) | 138.2989
4463.3824 | Jo et al. (2021) | 96.8092
4463.3824 | Jo et al. (2021) | 128.4204
4917.8393 | Jo et al. (2021) | 107.6756
4917.8393 | Jo et al. (2021) | 138.2989
4917.8393 | Jo et al. (2021) | 96.8092
4917.8393 | Jo et al. (2021) | 128.4204
4939.2473 | Jo et al. (2021) | 107.6756
4939.2473 | Jo et al. (2021) | 138.2989
4939.2473 | Jo et al. (2021) | 96.8092
4939.2473 | Jo et al. (2021) | 128.4204
4978.0347 | Jo et al. (2021) | 107.6756
4978.0347 | Jo et al. (2021) | 138.2989
4978.0347 | Jo et al. (2021) | 96.8092
4978.0347 | Jo et al. (2021) | 128.4204
5560.2892 | Jo et al. (2021) | 107.6756
5560.2892 | Jo et al. (2021) | 138.2989
5560.2892 | Jo et al. (2021) | 96.8092
5560.2892 | Jo et al. (2021) | 128.4204
5599.55 | Jo et al. (2021) | 107.6756
5599.55 | Jo et al. (2021) | 138.2989
5599.55 | Jo et al. (2021) | 96.8092
5599.55 | Jo et al. (2021) | 128.4204
5663.3409 | Jo et al. (2021) | 107.6756
5663.3409 | Jo et al. (2021) | 138.2989
5663.3409 | Jo et al. (2021) | 96.8092
5663.3409 | Jo et al. (2021) | 128.4204
5849.718 | Jo et al. (2021) | 107.6756
5849.718 | Jo et al. (2021) | 138.2989
5849.718 | Jo et al. (2021) | 96.8092
5849.718 | Jo et al. (2021) | 128.4204
6057.4176 | Jo et al. (2021) | 107.6756
6057.4176 | Jo et al. (2021) | 138.2989
6057.4176 | Jo et al. (2021) | 96.8092
6057.4176 | Jo et al. (2021) | 128.4204
6168.9285 | Jo et al. (2021) | 107.6756
6168.9285 | Jo et al. (2021) | 138.2989
6168.9285 | Jo et al. (2021) | 96.8092
6168.9285 | Jo et al. (2021) | 128.4204
6327.9462 | Jo et al. (2021) | 107.6756
6327.9462 | Jo et al. (2021) | 138.2989
6327.9462 | Jo et al. (2021) | 96.8092
6327.9462 | Jo et al. (2021) | 128.4204
6513.5063 | Jo et al. (2021) | 107.6756
6513.5063 | Jo et al. (2021) | 138.2989
6513.5063 | Jo et al. (2021) | 96.8092
6513.5063 | Jo et al. (2021) | 128.4204
6672.347 | Jo et al. (2021) | 107.6756
6672.347 | Jo et al. (2021) | 138.2989
6672.347 | Jo et al. (2021) | 96.8092
6672.347 | Jo et al. (2021) | 128.4204
7131.2852 | Jo et al. (2021) | 107.6756
7131.2852 | Jo et al. (2021) | 138.2989
7131.2852 | Jo et al. (2021) | 96.8092
7131.2852 | Jo et al. (2021) | 128.4204
7189.4838 | Jo et al. (2021) | 107.6756
7189.4838 | Jo et al. (2021) | 138.2989
7189.4838 | Jo et al. (2021) | 96.8092
7189.4838 | Jo et al. (2021) | 128.4204
7316.4291 | Jo et al. (2021) | 107.6756
7316.4291 | Jo et al. (2021) | 138.2989
7316.4291 | Jo et al. (2021) | 96.8092
7316.4291 | Jo et al. (2021) | 128.4204
7580.496 | Jo et al. (2021) | 107.6756
7580.496 | Jo et al. (2021) | 138.2989
7580.496 | Jo et al. (2021) | 96.8092
7580.496 | Jo et al. (2021) | 128.4204
7639.0398 | Jo et al. (2021) | 107.6756
7639.0398 | Jo et al. (2021) | 138.2989
7639.0398 | Jo et al. (2021) | 96.8092
7639.0398 | Jo et al. (2021) | 128.4204
7742.7105 | Jo et al. (2021) | 107.6756
7742.7105 | Jo et al. (2021) | 138.2989
7742.7105 | Jo et al. (2021) | 96.8092
7742.7105 | Jo et al. (2021) | 128.4204
7839.37 | Jo et al. (2021) | 107.6756
7839.37 | Jo et al. (2021) | 138.2989
7839.37 | Jo et al. (2021) | 96.8092
7839.37 | Jo et al. (2021) | 128.4204
8029.4225 | Jo et al. (2021) | 107.6756
8029.4225 | Jo et al. (2021) | 138.2989
8029.4225 | Jo et al. (2021) | 96.8092
8029.4225 | Jo et al. (2021) | 128.4204
8071.7179 | Jo et al. (2021) | 107.6756
8071.7179 | Jo et al. (2021) | 138.2989
8071.7179 | Jo et al. (2021) | 96.8092
8071.7179 | Jo et al. (2021) | 128.4204
8351.4375 | Jo et al. (2021) | 107.6756
8351.4375 | Jo et al. (2021) | 138.2989
8351.4375 | Jo et al. (2021) | 96.8092
8351.4375 | Jo et al. (2021) | 128.4204
8759.5492 | Jo et al. (2021) | 107.6756
8759.5492 | Jo et al. (2021) | 138.2989
8759.5492 | Jo et al. (2021) | 96.8092
8759.5492 | Jo et al. (2021) | 128.4204
9291.7783 | Jo et al. (2021) | 107.6756
9291.7783 | Jo et al. (2021) | 138.2989
9291.7783 | Jo et al. (2021) | 96.8092
9291.7783 | Jo et al. (2021) | 128.4204
11199.1 | Jo et al. (2021) | 107.6756
11199.1 | Jo et al. (2021) | 138.2989
11199.1 | Jo et al. (2021) | 96.8092
11199.1 | Jo et al. (2021) | 128.4204
11439.2967 | Jo et al. (2021) | 107.6756
11439.2967 | Jo et al. (2021) | 138.2989
11439.2967 | Jo et al. (2021) | 96.8092
11439.2967 | Jo et al. (2021) | 128.4204
11948.0391 | Jo et al. (2021) | 107.6756
11948.0391 | Jo et al. (2021) | 138.2989
11948.0391 | Jo et al. (2021) | 96.8092
11948.0391 | Jo et al. (2021) | 128.4204
13670.0667 | Jo et al. (2021) | 107.6756
13670.0667 | Jo et al. (2021) | 138.2989
13670.0667 | Jo et al. (2021) | 96.8092
13670.0667 | Jo et al. (2021) | 128.4204
16144.4236 | Jo et al. (2021) | 107.6756
16144.4236 | Jo et al. (2021) | 138.2989
16144.4236 | Jo et al. (2021) | 96.8092
16144.4236 | Jo et al. (2021) | 128.4204
185.8865 | Kozaki et al. (2009) | 112.2827
185.8865 | Kozaki et al. (2009) | 111.5721
185.8865 | Kozaki et al. (2009) | 114.1304
185.8865 | Kozaki et al. (2009) | 129.1962
205.4535 | Kozaki et al. (2009) | 112.2827
205.4535 | Kozaki et al. (2009) | 111.5721
205.4535 | Kozaki et al. (2009) | 114.1304
205.4535 | Kozaki et al. (2009) | 129.1962
239.0912 | Kozaki et al. (2009) | 112.2827
239.0912 | Kozaki et al. (2009) | 111.5721
239.0912 | Kozaki et al. (2009) | 114.1304
239.0912 | Kozaki et al. (2009) | 129.1962
332.5291 | Kozaki et al. (2009) | 112.2827
332.5291 | Kozaki et al. (2009) | 111.5721
332.5291 | Kozaki et al. (2009) | 114.1304
332.5291 | Kozaki et al. (2009) | 129.1962
354.524 | Kozaki et al. (2009) | 112.2827
354.524 | Kozaki et al. (2009) | 111.5721
354.524 | Kozaki et al. (2009) | 114.1304
354.524 | Kozaki et al. (2009) | 129.1962
1062.4881 | Kozaki et al. (2009) | 112.2827
1062.4881 | Kozaki et al. (2009) | 111.5721
1062.4881 | Kozaki et al. (2009) | 114.1304
1062.4881 | Kozaki et al. (2009) | 129.1962
2056.1081 | Kozaki et al. (2009) | 112.2827
2056.1081 | Kozaki et al. (2009) | 111.5721
2056.1081 | Kozaki et al. (2009) | 114.1304
2056.1081 | Kozaki et al. (2009) | 129.1962
2223.824 | Kozaki et al. (2009) | 112.2827
2223.824 | Kozaki et al. (2009) | 111.5721
2223.824 | Kozaki et al. (2009) | 114.1304
2223.824 | Kozaki et al. (2009) | 129.1962
2414.316 | Kozaki et al. (2009) | 112.2827
2414.316 | Kozaki et al. (2009) | 111.5721
2414.316 | Kozaki et al. (2009) | 114.1304
2414.316 | Kozaki et al. (2009) | 129.1962
2821.9566 | Kozaki et al. (2009) | 112.2827
2821.9566 | Kozaki et al. (2009) | 111.5721
2821.9566 | Kozaki et al. (2009) | 114.1304
2821.9566 | Kozaki et al. (2009) | 129.1962
3221.799 | Kozaki et al. (2009) | 112.2827
3221.799 | Kozaki et al. (2009) | 111.5721
3221.799 | Kozaki et al. (2009) | 114.1304
3221.799 | Kozaki et al. (2009) | 129.1962
3478.3431 | Kozaki et al. (2009) | 112.2827
3478.3431 | Kozaki et al. (2009) | 111.5721
3478.3431 | Kozaki et al. (2009) | 114.1304
3478.3431 | Kozaki et al. (2009) | 129.1962
3704.4354 | Kozaki et al. (2009) | 112.2827
3704.4354 | Kozaki et al. (2009) | 111.5721
3704.4354 | Kozaki et al. (2009) | 114.1304
3704.4354 | Kozaki et al. (2009) | 129.1962
3951.3978 | Kozaki et al. (2009) | 112.2827
3951.3978 | Kozaki et al. (2009) | 111.5721
3951.3978 | Kozaki et al. (2009) | 114.1304
3951.3978 | Kozaki et al. (2009) | 129.1962
4186.854 | Kozaki et al. (2009) | 112.2827
4186.854 | Kozaki et al. (2009) | 111.5721
4186.854 | Kozaki et al. (2009) | 114.1304
4186.854 | Kozaki et al. (2009) | 129.1962
4229.9103 | Kozaki et al. (2009) | 112.2827
4229.9103 | Kozaki et al. (2009) | 111.5721
4229.9103 | Kozaki et al. (2009) | 114.1304
4229.9103 | Kozaki et al. (2009) | 129.1962
4258.1196 | Kozaki et al. (2009) | 112.2827
4258.1196 | Kozaki et al. (2009) | 111.5721
4258.1196 | Kozaki et al. (2009) | 114.1304
4258.1196 | Kozaki et al. (2009) | 129.1962
4379.865 | Kozaki et al. (2009) | 112.2827
4379.865 | Kozaki et al. (2009) | 111.5721
4379.865 | Kozaki et al. (2009) | 114.1304
4379.865 | Kozaki et al. (2009) | 129.1962
4397.4881 | Kozaki et al. (2009) | 112.2827
4397.4881 | Kozaki et al. (2009) | 111.5721
4397.4881 | Kozaki et al. (2009) | 114.1304
4397.4881 | Kozaki et al. (2009) | 129.1962
4418.3381 | Kozaki et al. (2009) | 112.2827
4418.3381 | Kozaki et al. (2009) | 111.5721
4418.3381 | Kozaki et al. (2009) | 114.1304
4418.3381 | Kozaki et al. (2009) | 129.1962
4463.3824 | Kozaki et al. (2009) | 112.2827
4463.3824 | Kozaki et al. (2009) | 111.5721
4463.3824 | Kozaki et al. (2009) | 114.1304
4463.3824 | Kozaki et al. (2009) | 129.1962
4917.8393 | Kozaki et al. (2009) | 112.2827
4917.8393 | Kozaki et al. (2009) | 111.5721
4917.8393 | Kozaki et al. (2009) | 114.1304
4917.8393 | Kozaki et al. (2009) | 129.1962
4939.2473 | Kozaki et al. (2009) | 112.2827
4939.2473 | Kozaki et al. (2009) | 111.5721
4939.2473 | Kozaki et al. (2009) | 114.1304
4939.2473 | Kozaki et al. (2009) | 129.1962
4978.0347 | Kozaki et al. (2009) | 112.2827
4978.0347 | Kozaki et al. (2009) | 111.5721
4978.0347 | Kozaki et al. (2009) | 114.1304
4978.0347 | Kozaki et al. (2009) | 129.1962
5560.2892 | Kozaki et al. (2009) | 112.2827
5560.2892 | Kozaki et al. (2009) | 111.5721
5560.2892 | Kozaki et al. (2009) | 114.1304
5560.2892 | Kozaki et al. (2009) | 129.1962
5599.55 | Kozaki et al. (2009) | 112.2827
5599.55 | Kozaki et al. (2009) | 111.5721
5599.55 | Kozaki et al. (2009) | 114.1304
5599.55 | Kozaki et al. (2009) | 129.1962
5663.3409 | Kozaki et al. (2009) | 112.2827
5663.3409 | Kozaki et al. (2009) | 111.5721
5663.3409 | Kozaki et al. (2009) | 114.1304
5663.3409 | Kozaki et al. (2009) | 129.1962
5849.718 | Kozaki et al. (2009) | 112.2827
5849.718 | Kozaki et al. (2009) | 111.5721
5849.718 | Kozaki et al. (2009) | 114.1304
5849.718 | Kozaki et al. (2009) | 129.1962
6057.4176 | Kozaki et al. (2009) | 112.2827
6057.4176 | Kozaki et al. (2009) | 111.5721
6057.4176 | Kozaki et al. (2009) | 114.1304
6057.4176 | Kozaki et al. (2009) | 129.1962
6168.9285 | Kozaki et al. (2009) | 112.2827
6168.9285 | Kozaki et al. (2009) | 111.5721
6168.9285 | Kozaki et al. (2009) | 114.1304
6168.9285 | Kozaki et al. (2009) | 129.1962
6327.9462 | Kozaki et al. (2009) | 112.2827
6327.9462 | Kozaki et al. (2009) | 111.5721
6327.9462 | Kozaki et al. (2009) | 114.1304
6327.9462 | Kozaki et al. (2009) | 129.1962
6513.5063 | Kozaki et al. (2009) | 112.2827
6513.5063 | Kozaki et al. (2009) | 111.5721
6513.5063 | Kozaki et al. (2009) | 114.1304
6513.5063 | Kozaki et al. (2009) | 129.1962
6672.347 | Kozaki et al. (2009) | 112.2827
6672.347 | Kozaki et al. (2009) | 111.5721
6672.347 | Kozaki et al. (2009) | 114.1304
6672.347 | Kozaki et al. (2009) | 129.1962
7131.2852 | Kozaki et al. (2009) | 112.2827
7131.2852 | Kozaki et al. (2009) | 111.5721
7131.2852 | Kozaki et al. (2009) | 114.1304
7131.2852 | Kozaki et al. (2009) | 129.1962
7189.4838 | Kozaki et al. (2009) | 112.2827
7189.4838 | Kozaki et al. (2009) | 111.5721
7189.4838 | Kozaki et al. (2009) | 114.1304
7189.4838 | Kozaki et al. (2009) | 129.1962
7316.4291 | Kozaki et al. (2009) | 112.2827
7316.4291 | Kozaki et al. (2009) | 111.5721
7316.4291 | Kozaki et al. (2009) | 114.1304
7316.4291 | Kozaki et al. (2009) | 129.1962
7580.496 | Kozaki et al. (2009) | 112.2827
7580.496 | Kozaki et al. (2009) | 111.5721
7580.496 | Kozaki et al. (2009) | 114.1304
7580.496 | Kozaki et al. (2009) | 129.1962
7639.0398 | Kozaki et al. (2009) | 112.2827
7639.0398 | Kozaki et al. (2009) | 111.5721
7639.0398 | Kozaki et al. (2009) | 114.1304
7639.0398 | Kozaki et al. (2009) | 129.1962
7742.7105 | Kozaki et al. (2009) | 112.2827
7742.7105 | Kozaki et al. (2009) | 111.5721
7742.7105 | Kozaki et al. (2009) | 114.1304
7742.7105 | Kozaki et al. (2009) | 129.1962
7839.37 | Kozaki et al. (2009) | 112.2827
7839.37 | Kozaki et al. (2009) | 111.5721
7839.37 | Kozaki et al. (2009) | 114.1304
7839.37 | Kozaki et al. (2009) | 129.1962
8029.4225 | Kozaki et al. (2009) | 112.2827
8029.4225 | Kozaki et al. (2009) | 111.5721
8029.4225 | Kozaki et al. (2009) | 114.1304
8029.4225 | Kozaki et al. (2009) | 129.1962
8071.7179 | Kozaki et al. (2009) | 112.2827
8071.7179 | Kozaki et al. (2009) | 111.5721
8071.7179 | Kozaki et al. (2009) | 114.1304
8071.7179 | Kozaki et al. (2009) | 129.1962
8351.4375 | Kozaki et al. (2009) | 112.2827
8351.4375 | Kozaki et al. (2009) | 111.5721
8351.4375 | Kozaki et al. (2009) | 114.1304
8351.4375 | Kozaki et al. (2009) | 129.1962
8759.5492 | Kozaki et al. (2009) | 112.2827
8759.5492 | Kozaki et al. (2009) | 111.5721
8759.5492 | Kozaki et al. (2009) | 114.1304
8759.5492 | Kozaki et al. (2009) | 129.1962
9291.7783 | Kozaki et al. (2009) | 112.2827
9291.7783 | Kozaki et al. (2009) | 111.5721
9291.7783 | Kozaki et al. (2009) | 114.1304
9291.7783 | Kozaki et al. (2009) | 129.1962
11199.1 | Kozaki et al. (2009) | 112.2827
11199.1 | Kozaki et al. (2009) | 111.5721
11199.1 | Kozaki et al. (2009) | 114.1304
11199.1 | Kozaki et al. (2009) | 129.1962
11439.2967 | Kozaki et al. (2009) | 112.2827
11439.2967 | Kozaki et al. (2009) | 111.5721
11439.2967 | Kozaki et al. (2009) | 114.1304
11439.2967 | Kozaki et al. (2009) | 129.1962
11948.0391 | Kozaki et al. (2009) | 112.2827
11948.0391 | Kozaki et al. (2009) | 111.5721
11948.0391 | Kozaki et al. (2009) | 114.1304
11948.0391 | Kozaki et al. (2009) | 129.1962
13670.0667 | Kozaki et al. (2009) | 112.2827
13670.0667 | Kozaki et al. (2009) | 111.5721
13670.0667 | Kozaki et al. (2009) | 114.1304
13670.0667 | Kozaki et al. (2009) | 129.1962
16144.4236 | Kozaki et al. (2009) | 112.2827
16144.4236 | Kozaki et al. (2009) | 111.5721
16144.4236 | Kozaki et al. (2009) | 114.1304
16144.4236 | Kozaki et al. (2009) | 129.1962
185.8865 | Lindley et al. (2023) | 155.0924
185.8865 | Lindley et al. (2023) | 82.9794
185.8865 | Lindley et al. (2023) | 98.7849
185.8865 | Lindley et al. (2023) | 197.5699
185.8865 | Lindley et al. (2023) | 104.712
185.8865 | Lindley et al. (2023) | 119.5298
185.8865 | Lindley et al. (2023) | 251.9016
185.8865 | Lindley et al. (2023) | 120.5176
185.8865 | Lindley et al. (2023) | 143.2382
205.4535 | Lindley et al. (2023) | 155.0924
205.4535 | Lindley et al. (2023) | 82.9794
205.4535 | Lindley et al. (2023) | 98.7849
205.4535 | Lindley et al. (2023) | 197.5699
205.4535 | Lindley et al. (2023) | 104.712
205.4535 | Lindley et al. (2023) | 119.5298
205.4535 | Lindley et al. (2023) | 251.9016
205.4535 | Lindley et al. (2023) | 120.5176
205.4535 | Lindley et al. (2023) | 143.2382
239.0912 | Lindley et al. (2023) | 155.0924
239.0912 | Lindley et al. (2023) | 82.9794
239.0912 | Lindley et al. (2023) | 98.7849
239.0912 | Lindley et al. (2023) | 197.5699
239.0912 | Lindley et al. (2023) | 104.712
239.0912 | Lindley et al. (2023) | 119.5298
239.0912 | Lindley et al. (2023) | 251.9016
239.0912 | Lindley et al. (2023) | 120.5176
239.0912 | Lindley et al. (2023) | 143.2382
332.5291 | Lindley et al. (2023) | 155.0924
332.5291 | Lindley et al. (2023) | 82.9794
332.5291 | Lindley et al. (2023) | 98.7849
332.5291 | Lindley et al. (2023) | 197.5699
332.5291 | Lindley et al. (2023) | 104.712
332.5291 | Lindley et al. (2023) | 119.5298
332.5291 | Lindley et al. (2023) | 251.9016
332.5291 | Lindley et al. (2023) | 120.5176
332.5291 | Lindley et al. (2023) | 143.2382
354.524 | Lindley et al. (2023) | 155.0924
354.524 | Lindley et al. (2023) | 82.9794
354.524 | Lindley et al. (2023) | 98.7849
354.524 | Lindley et al. (2023) | 197.5699
354.524 | Lindley et al. (2023) | 104.712
354.524 | Lindley et al. (2023) | 119.5298
354.524 | Lindley et al. (2023) | 251.9016
354.524 | Lindley et al. (2023) | 120.5176
354.524 | Lindley et al. (2023) | 143.2382
1062.4881 | Lindley et al. (2023) | 155.0924
1062.4881 | Lindley et al. (2023) | 82.9794
1062.4881 | Lindley et al. (2023) | 98.7849
1062.4881 | Lindley et al. (2023) | 197.5699
1062.4881 | Lindley et al. (2023) | 104.712
1062.4881 | Lindley et al. (2023) | 119.5298
1062.4881 | Lindley et al. (2023) | 251.9016
1062.4881 | Lindley et al. (2023) | 120.5176
1062.4881 | Lindley et al. (2023) | 143.2382
2056.1081 | Lindley et al. (2023) | 155.0924
2056.1081 | Lindley et al. (2023) | 82.9794
2056.1081 | Lindley et al. (2023) | 98.7849
2056.1081 | Lindley et al. (2023) | 197.5699
2056.1081 | Lindley et al. (2023) | 104.712
2056.1081 | Lindley et al. (2023) | 119.5298
2056.1081 | Lindley et al. (2023) | 251.9016
2056.1081 | Lindley et al. (2023) | 120.5176
2056.1081 | Lindley et al. (2023) | 143.2382
2223.824 | Lindley et al. (2023) | 155.0924
2223.824 | Lindley et al. (2023) | 82.9794
2223.824 | Lindley et al. (2023) | 98.7849
2223.824 | Lindley et al. (2023) | 197.5699
2223.824 | Lindley et al. (2023) | 104.712
2223.824 | Lindley et al. (2023) | 119.5298
2223.824 | Lindley et al. (2023) | 251.9016
2223.824 | Lindley et al. (2023) | 120.5176
2223.824 | Lindley et al. (2023) | 143.2382
2414.316 | Lindley et al. (2023) | 155.0924
2414.316 | Lindley et al. (2023) | 82.9794
2414.316 | Lindley et al. (2023) | 98.7849
2414.316 | Lindley et al. (2023) | 197.5699
2414.316 | Lindley et al. (2023) | 104.712
2414.316 | Lindley et al. (2023) | 119.5298
2414.316 | Lindley et al. (2023) | 251.9016
2414.316 | Lindley et al. (2023) | 120.5176
2414.316 | Lindley et al. (2023) | 143.2382
2821.9566 | Lindley et al. (2023) | 155.0924
2821.9566 | Lindley et al. (2023) | 82.9794
2821.9566 | Lindley et al. (2023) | 98.7849
2821.9566 | Lindley et al. (2023) | 197.5699
2821.9566 | Lindley et al. (2023) | 104.712
2821.9566 | Lindley et al. (2023) | 119.5298
2821.9566 | Lindley et al. (2023) | 251.9016
2821.9566 | Lindley et al. (2023) | 120.5176
2821.9566 | Lindley et al. (2023) | 143.2382
3221.799 | Lindley et al. (2023) | 155.0924
3221.799 | Lindley et al. (2023) | 82.9794
3221.799 | Lindley et al. (2023) | 98.7849
3221.799 | Lindley et al. (2023) | 197.5699
3221.799 | Lindley et al. (2023) | 104.712
3221.799 | Lindley et al. (2023) | 119.5298
3221.799 | Lindley et al. (2023) | 251.9016
3221.799 | Lindley et al. (2023) | 120.5176
3221.799 | Lindley et al. (2023) | 143.2382
3478.3431 | Lindley et al. (2023) | 155.0924
3478.3431 | Lindley et al. (2023) | 82.9794
3478.3431 | Lindley et al. (2023) | 98.7849
3478.3431 | Lindley et al. (2023) | 197.5699
3478.3431 | Lindley et al. (2023) | 104.712
3478.3431 | Lindley et al. (2023) | 119.5298
3478.3431 | Lindley et al. (2023) | 251.9016
3478.3431 | Lindley et al. (2023) | 120.5176
3478.3431 | Lindley et al. (2023) | 143.2382
3704.4354 | Lindley et al. (2023) | 155.0924
3704.4354 | Lindley et al. (2023) | 82.9794
3704.4354 | Lindley et al. (2023) | 98.7849
3704.4354 | Lindley et al. (2023) | 197.5699
3704.4354 | Lindley et al. (2023) | 104.712
3704.4354 | Lindley et al. (2023) | 119.5298
3704.4354 | Lindley et al. (2023) | 251.9016
3704.4354 | Lindley et al. (2023) | 120.5176
3704.4354 | Lindley et al. (2023) | 143.2382
3951.3978 | Lindley et al. (2023) | 155.0924
3951.3978 | Lindley et al. (2023) | 82.9794
3951.3978 | Lindley et al. (2023) | 98.7849
3951.3978 | Lindley et al. (2023) | 197.5699
3951.3978 | Lindley et al. (2023) | 104.712
3951.3978 | Lindley et al. (2023) | 119.5298
3951.3978 | Lindley et al. (2023) | 251.9016
3951.3978 | Lindley et al. (2023) | 120.5176
3951.3978 | Lindley et al. (2023) | 143.2382
4186.854 | Lindley et al. (2023) | 155.0924
4186.854 | Lindley et al. (2023) | 82.9794
4186.854 | Lindley et al. (2023) | 98.7849
4186.854 | Lindley et al. (2023) | 197.5699
4186.854 | Lindley et al. (2023) | 104.712
4186.854 | Lindley et al. (2023) | 119.5298
4186.854 | Lindley et al. (2023) | 251.9016
4186.854 | Lindley et al. (2023) | 120.5176
4186.854 | Lindley et al. (2023) | 143.2382
4229.9103 | Lindley et al. (2023) | 155.0924
4229.9103 | Lindley et al. (2023) | 82.9794
4229.9103 | Lindley et al. (2023) | 98.7849
4229.9103 | Lindley et al. (2023) | 197.5699
4229.9103 | Lindley et al. (2023) | 104.712
4229.9103 | Lindley et al. (2023) | 119.5298
4229.9103 | Lindley et al. (2023) | 251.9016
4229.9103 | Lindley et al. (2023) | 120.5176
4229.9103 | Lindley et al. (2023) | 143.2382
4258.1196 | Lindley et al. (2023) | 155.0924
4258.1196 | Lindley et al. (2023) | 82.9794
4258.1196 | Lindley et al. (2023) | 98.7849
4258.1196 | Lindley et al. (2023) | 197.5699
4258.1196 | Lindley et al. (2023) | 104.712
4258.1196 | Lindley et al. (2023) | 119.5298
4258.1196 | Lindley et al. (2023) | 251.9016
4258.1196 | Lindley et al. (2023) | 120.5176
4258.1196 | Lindley et al. (2023) | 143.2382
4379.865 | Lindley et al. (2023) | 155.0924
4379.865 | Lindley et al. (2023) | 82.9794
4379.865 | Lindley et al. (2023) | 98.7849
4379.865 | Lindley et al. (2023) | 197.5699
4379.865 | Lindley et al. (2023) | 104.712
4379.865 | Lindley et al. (2023) | 119.5298
4379.865 | Lindley et al. (2023) | 251.9016
4379.865 | Lindley et al. (2023) | 120.5176
4379.865 | Lindley et al. (2023) | 143.2382
4397.4881 | Lindley et al. (2023) | 155.0924
4397.4881 | Lindley et al. (2023) | 82.9794
4397.4881 | Lindley et al. (2023) | 98.7849
4397.4881 | Lindley et al. (2023) | 197.5699
4397.4881 | Lindley et al. (2023) | 104.712
4397.4881 | Lindley et al. (2023) | 119.5298
4397.4881 | Lindley et al. (2023) | 251.9016
4397.4881 | Lindley et al. (2023) | 120.5176
4397.4881 | Lindley et al. (2023) | 143.2382
4418.3381 | Lindley et al. (2023) | 155.0924
4418.3381 | Lindley et al. (2023) | 82.9794
4418.3381 | Lindley et al. (2023) | 98.7849
4418.3381 | Lindley et al. (2023) | 197.5699
4418.3381 | Lindley et al. (2023) | 104.712
4418.3381 | Lindley et al. (2023) | 119.5298
4418.3381 | Lindley et al. (2023) | 251.9016
4418.3381 | Lindley et al. (2023) | 120.5176
4418.3381 | Lindley et al. (2023) | 143.2382
4463.3824 | Lindley et al. (2023) | 155.0924
4463.3824 | Lindley et al. (2023) | 82.9794
4463.3824 | Lindley et al. (2023) | 98.7849
4463.3824 | Lindley et al. (2023) | 197.5699
4463.3824 | Lindley et al. (2023) | 104.712
4463.3824 | Lindley et al. (2023) | 119.5298
4463.3824 | Lindley et al. (2023) | 251.9016
4463.3824 | Lindley et al. (2023) | 120.5176
4463.3824 | Lindley et al. (2023) | 143.2382
4917.8393 | Lindley et al. (2023) | 155.0924
4917.8393 | Lindley et al. (2023) | 82.9794
4917.8393 | Lindley et al. (2023) | 98.7849
4917.8393 | Lindley et al. (2023) | 197.5699
4917.8393 | Lindley et al. (2023) | 104.712
4917.8393 | Lindley et al. (2023) | 119.5298
4917.8393 | Lindley et al. (2023) | 251.9016
4917.8393 | Lindley et al. (2023) | 120.5176
4917.8393 | Lindley et al. (2023) | 143.2382
4939.2473 | Lindley et al. (2023) | 155.0924
4939.2473 | Lindley et al. (2023) | 82.9794
4939.2473 | Lindley et al. (2023) | 98.7849
4939.2473 | Lindley et al. (2023) | 197.5699
4939.2473 | Lindley et al. (2023) | 104.712
4939.2473 | Lindley et al. (2023) | 119.5298
4939.2473 | Lindley et al. (2023) | 251.9016
4939.2473 | Lindley et al. (2023) | 120.5176
4939.2473 | Lindley et al. (2023) | 143.2382
4978.0347 | Lindley et al. (2023) | 155.0924
4978.0347 | Lindley et al. (2023) | 82.9794
4978.0347 | Lindley et al. (2023) | 98.7849
4978.0347 | Lindley et al. (2023) | 197.5699
4978.0347 | Lindley et al. (2023) | 104.712
4978.0347 | Lindley et al. (2023) | 119.5298
4978.0347 | Lindley et al. (2023) | 251.9016
4978.0347 | Lindley et al. (2023) | 120.5176
4978.0347 | Lindley et al. (2023) | 143.2382
5560.2892 | Lindley et al. (2023) | 155.0924
5560.2892 | Lindley et al. (2023) | 82.9794
5560.2892 | Lindley et al. (2023) | 98.7849
5560.2892 | Lindley et al. (2023) | 197.5699
5560.2892 | Lindley et al. (2023) | 104.712
5560.2892 | Lindley et al. (2023) | 119.5298
5560.2892 | Lindley et al. (2023) | 251.9016
5560.2892 | Lindley et al. (2023) | 120.5176
5560.2892 | Lindley et al. (2023) | 143.2382
5599.55 | Lindley et al. (2023) | 155.0924
5599.55 | Lindley et al. (2023) | 82.9794
5599.55 | Lindley et al. (2023) | 98.7849
5599.55 | Lindley et al. (2023) | 197.5699
5599.55 | Lindley et al. (2023) | 104.712
5599.55 | Lindley et al. (2023) | 119.5298
5599.55 | Lindley et al. (2023) | 251.9016
5599.55 | Lindley et al. (2023) | 120.5176
5599.55 | Lindley et al. (2023) | 143.2382
5663.3409 | Lindley et al. (2023) | 155.0924
5663.3409 | Lindley et al. (2023) | 82.9794
5663.3409 | Lindley et al. (2023) | 98.7849
5663.3409 | Lindley et al. (2023) | 197.5699
5663.3409 | Lindley et al. (2023) | 104.712
5663.3409 | Lindley et al. (2023) | 119.5298
5663.3409 | Lindley et al. (2023) | 251.9016
5663.3409 | Lindley et al. (2023) | 120.5176
5663.3409 | Lindley et al. (2023) | 143.2382
5849.718 | Lindley et al. (2023) | 155.0924
5849.718 | Lindley et al. (2023) | 82.9794
5849.718 | Lindley et al. (2023) | 98.7849
5849.718 | Lindley et al. (2023) | 197.5699
5849.718 | Lindley et al. (2023) | 104.712
5849.718 | Lindley et al. (2023) | 119.5298
5849.718 | Lindley et al. (2023) | 251.9016
5849.718 | Lindley et al. (2023) | 120.5176
5849.718 | Lindley et al. (2023) | 143.2382
6057.4176 | Lindley et al. (2023) | 155.0924
6057.4176 | Lindley et al. (2023) | 82.9794
6057.4176 | Lindley et al. (2023) | 98.7849
6057.4176 | Lindley et al. (2023) | 197.5699
6057.4176 | Lindley et al. (2023) | 104.712
6057.4176 | Lindley et al. (2023) | 119.5298
6057.4176 | Lindley et al. (2023) | 251.9016
6057.4176 | Lindley et al. (2023) | 120.5176
6057.4176 | Lindley et al. (2023) | 143.2382
6168.9285 | Lindley et al. (2023) | 155.0924
6168.9285 | Lindley et al. (2023) | 82.9794
6168.9285 | Lindley et al. (2023) | 98.7849
6168.9285 | Lindley et al. (2023) | 197.5699
6168.9285 | Lindley et al. (2023) | 104.712
6168.9285 | Lindley et al. (2023) | 119.5298
6168.9285 | Lindley et al. (2023) | 251.9016
6168.9285 | Lindley et al. (2023) | 120.5176
6168.9285 | Lindley et al. (2023) | 143.2382
6327.9462 | Lindley et al. (2023) | 155.0924
6327.9462 | Lindley et al. (2023) | 82.9794
6327.9462 | Lindley et al. (2023) | 98.7849
6327.9462 | Lindley et al. (2023) | 197.5699
6327.9462 | Lindley et al. (2023) | 104.712
6327.9462 | Lindley et al. (2023) | 119.5298
6327.9462 | Lindley et al. (2023) | 251.9016
6327.9462 | Lindley et al. (2023) | 120.5176
6327.9462 | Lindley et al. (2023) | 143.2382
6513.5063 | Lindley et al. (2023) | 155.0924
6513.5063 | Lindley et al. (2023) | 82.9794
6513.5063 | Lindley et al. (2023) | 98.7849
6513.5063 | Lindley et al. (2023) | 197.5699
6513.5063 | Lindley et al. (2023) | 104.712
6513.5063 | Lindley et al. (2023) | 119.5298
6513.5063 | Lindley et al. (2023) | 251.9016
6513.5063 | Lindley et al. (2023) | 120.5176
6513.5063 | Lindley et al. (2023) | 143.2382
6672.347 | Lindley et al. (2023) | 155.0924
6672.347 | Lindley et al. (2023) | 82.9794
6672.347 | Lindley et al. (2023) | 98.7849
6672.347 | Lindley et al. (2023) | 197.5699
6672.347 | Lindley et al. (2023) | 104.712
6672.347 | Lindley et al. (2023) | 119.5298
6672.347 | Lindley et al. (2023) | 251.9016
6672.347 | Lindley et al. (2023) | 120.5176
6672.347 | Lindley et al. (2023) | 143.2382
7131.2852 | Lindley et al. (2023) | 155.0924
7131.2852 | Lindley et al. (2023) | 82.9794
7131.2852 | Lindley et al. (2023) | 98.7849
7131.2852 | Lindley et al. (2023) | 197.5699
7131.2852 | Lindley et al. (2023) | 104.712
7131.2852 | Lindley et al. (2023) | 119.5298
7131.2852 | Lindley et al. (2023) | 251.9016
7131.2852 | Lindley et al. (2023) | 120.5176
7131.2852 | Lindley et al. (2023) | 143.2382
7189.4838 | Lindley et al. (2023) | 155.0924
7189.4838 | Lindley et al. (2023) | 82.9794
7189.4838 | Lindley et al. (2023) | 98.7849
7189.4838 | Lindley et al. (2023) | 197.5699
7189.4838 | Lindley et al. (2023) | 104.712
7189.4838 | Lindley et al. (2023) | 119.5298
7189.4838 | Lindley et al. (2023) | 251.9016
7189.4838 | Lindley et al. (2023) | 120.5176
7189.4838 | Lindley et al. (2023) | 143.2382
7316.4291 | Lindley et al. (2023) | 155.0924
7316.4291 | Lindley et al. (2023) | 82.9794
7316.4291 | Lindley et al. (2023) | 98.7849
7316.4291 | Lindley et al. (2023) | 197.5699
7316.4291 | Lindley et al. (2023) | 104.712
7316.4291 | Lindley et al. (2023) | 119.5298
7316.4291 | Lindley et al. (2023) | 251.9016
7316.4291 | Lindley et al. (2023) | 120.5176
7316.4291 | Lindley et al. (2023) | 143.2382
7580.496 | Lindley et al. (2023) | 155.0924
7580.496 | Lindley et al. (2023) | 82.9794
7580.496 | Lindley et al. (2023) | 98.7849
7580.496 | Lindley et al. (2023) | 197.5699
7580.496 | Lindley et al. (2023) | 104.712
7580.496 | Lindley et al. (2023) | 119.5298
7580.496 | Lindley et al. (2023) | 251.9016
7580.496 | Lindley et al. (2023) | 120.5176
7580.496 | Lindley et al. (2023) | 143.2382
7639.0398 | Lindley et al. (2023) | 155.0924
7639.0398 | Lindley et al. (2023) | 82.9794
7639.0398 | Lindley et al. (2023) | 98.7849
7639.0398 | Lindley et al. (2023) | 197.5699
7639.0398 | Lindley et al. (2023) | 104.712
7639.0398 | Lindley et al. (2023) | 119.5298
7639.0398 | Lindley et al. (2023) | 251.9016
7639.0398 | Lindley et al. (2023) | 120.5176
7639.0398 | Lindley et al. (2023) | 143.2382
7742.7105 | Lindley et al. (2023) | 155.0924
7742.7105 | Lindley et al. (2023) | 82.9794
7742.7105 | Lindley et al. (2023) | 98.7849
7742.7105 | Lindley et al. (2023) | 197.5699
7742.7105 | Lindley et al. (2023) | 104.712
7742.7105 | Lindley et al. (2023) | 119.5298
7742.7105 | Lindley et al. (2023) | 251.9016
7742.7105 | Lindley et al. (2023) | 120.5176
7742.7105 | Lindley et al. (2023) | 143.2382
7839.37 | Lindley et al. (2023) | 155.0924
7839.37 | Lindley et al. (2023) | 82.9794
7839.37 | Lindley et al. (2023) | 98.7849
7839.37 | Lindley et al. (2023) | 197.5699
7839.37 | Lindley et al. (2023) | 104.712
7839.37 | Lindley et al. (2023) | 119.5298
7839.37 | Lindley et al. (2023) | 251.9016
7839.37 | Lindley et al. (2023) | 120.5176
7839.37 | Lindley et al. (2023) | 143.2382
8029.4225 | Lindley et al. (2023) | 155.0924
8029.4225 | Lindley et al. (2023) | 82.9794
8029.4225 | Lindley et al. (2023) | 98.7849
8029.4225 | Lindley et al. (2023) | 197.5699
8029.4225 | Lindley et al. (2023) | 104.712
8029.4225 | Lindley et al. (2023) | 119.5298
8029.4225 | Lindley et al. (2023) | 251.9016
8029.4225 | Lindley et al. (2023) | 120.5176
8029.4225 | Lindley et al. (2023) | 143.2382
8071.7179 | Lindley et al. (2023) | 155.0924
8071.7179 | Lindley et al. (2023) | 82.9794
8071.7179 | Lindley et al. (2023) | 98.7849
8071.7179 | Lindley et al. (2023) | 197.5699
8071.7179 | Lindley et al. (2023) | 104.712
8071.7179 | Lindley et al. (2023) | 119.5298
8071.7179 | Lindley et al. (2023) | 251.9016
8071.7179 | Lindley et al. (2023) | 120.5176
8071.7179 | Lindley et al. (2023) | 143.2382
8351.4375 | Lindley et al. (2023) | 155.0924
8351.4375 | Lindley et al. (2023) | 82.9794
8351.4375 | Lindley et al. (2023) | 98.7849
8351.4375 | Lindley et al. (2023) | 197.5699
8351.4375 | Lindley et al. (2023) | 104.712
8351.4375 | Lindley et al. (2023) | 119.5298
8351.4375 | Lindley et al. (2023) | 251.9016
8351.4375 | Lindley et al. (2023) | 120.5176
8351.4375 | Lindley et al. (2023) | 143.2382
8759.5492 | Lindley et al. (2023) | 155.0924
8759.5492 | Lindley et al. (2023) | 82.9794
8759.5492 | Lindley et al. (2023) | 98.7849
8759.5492 | Lindley et al. (2023) | 197.5699
8759.5492 | Lindley et al. (2023) | 104.712
8759.5492 | Lindley et al. (2023) | 119.5298
8759.5492 | Lindley et al. (2023) | 251.9016
8759.5492 | Lindley et al. (2023) | 120.5176
8759.5492 | Lindley et al. (2023) | 143.2382
9291.7783 | Lindley et al. (2023) | 155.0924
9291.7783 | Lindley et al. (2023) | 82.9794
9291.7783 | Lindley et al. (2023) | 98.7849
9291.7783 | Lindley et al. (2023) | 197.5699
9291.7783 | Lindley et al. (2023) | 104.712
9291.7783 | Lindley et al. (2023) | 119.5298
9291.7783 | Lindley et al. (2023) | 251.9016
9291.7783 | Lindley et al. (2023) | 120.5176
9291.7783 | Lindley et al. (2023) | 143.2382
11199.1 | Lindley et al. (2023) | 155.0924
11199.1 | Lindley et al. (2023) | 82.9794
11199.1 | Lindley et al. (2023) | 98.7849
11199.1 | Lindley et al. (2023) | 197.5699
11199.1 | Lindley et al. (2023) | 104.712
11199.1 | Lindley et al. (2023) | 119.5298
11199.1 | Lindley et al. (2023) | 251.9016
11199.1 | Lindley et al. (2023) | 120.5176
11199.1 | Lindley et al. (2023) | 143.2382
11439.2967 | Lindley et al. (2023) | 155.0924
11439.2967 | Lindley et al. (2023) | 82.9794
11439.2967 | Lindley et al. (2023) | 98.7849
11439.2967 | Lindley et al. (2023) | 197.5699
11439.2967 | Lindley et al. (2023) | 104.712
11439.2967 | Lindley et al. (2023) | 119.5298
11439.2967 | Lindley et al. (2023) | 251.9016
11439.2967 | Lindley et al. (2023) | 120.5176
11439.2967 | Lindley et al. (2023) | 143.2382
11948.0391 | Lindley et al. (2023) | 155.0924
11948.0391 | Lindley et al. (2023) | 82.9794
11948.0391 | Lindley et al. (2023) | 98.7849
11948.0391 | Lindley et al. (2023) | 197.5699
11948.0391 | Lindley et al. (2023) | 104.712
11948.0391 | Lindley et al. (2023) | 119.5298
11948.0391 | Lindley et al. (2023) | 251.9016
11948.0391 | Lindley et al. (2023) | 120.5176
11948.0391 | Lindley et al. (2023) | 143.2382
13670.0667 | Lindley et al. (2023) | 155.0924
13670.0667 | Lindley et al. (2023) | 82.9794
13670.0667 | Lindley et al. (2023) | 98.7849
13670.0667 | Lindley et al. (2023) | 197.5699
13670.0667 | Lindley et al. (2023) | 104.712
13670.0667 | Lindley et al. (2023) | 119.5298
13670.0667 | Lindley et al. (2023) | 251.9016
13670.0667 | Lindley et al. (2023) | 120.5176
13670.0667 | Lindley et al. (2023) | 143.2382
16144.4236 | Lindley et al. (2023) | 155.0924
16144.4236 | Lindley et al. (2023) | 82.9794
16144.4236 | Lindley et al. (2023) | 98.7849
16144.4236 | Lindley et al. (2023) | 197.5699
16144.4236 | Lindley et al. (2023) | 104.712
16144.4236 | Lindley et al. (2023) | 119.5298
16144.4236 | Lindley et al. (2023) | 251.9016
16144.4236 | Lindley et al. (2023) | 120.5176
16144.4236 | Lindley et al. (2023) | 143.2382
185.8865 | Magaud et al. (2004) | 60.9075
185.8865 | Magaud et al. (2004) | 87.9775
185.8865 | Magaud et al. (2004) | 121.815
205.4535 | Magaud et al. (2004) | 60.9075
205.4535 | Magaud et al. (2004) | 87.9775
205.4535 | Magaud et al. (2004) | 121.815
239.0912 | Magaud et al. (2004) | 60.9075
239.0912 | Magaud et al. (2004) | 87.9775
239.0912 | Magaud et al. (2004) | 121.815
332.5291 | Magaud et al. (2004) | 60.9075
332.5291 | Magaud et al. (2004) | 87.9775
332.5291 | Magaud et al. (2004) | 121.815
354.524 | Magaud et al. (2004) | 60.9075
354.524 | Magaud et al. (2004) | 87.9775
354.524 | Magaud et al. (2004) | 121.815
1062.4881 | Magaud et al. (2004) | 60.9075
1062.4881 | Magaud et al. (2004) | 87.9775
1062.4881 | Magaud et al. (2004) | 121.815
2056.1081 | Magaud et al. (2004) | 60.9075
2056.1081 | Magaud et al. (2004) | 87.9775
2056.1081 | Magaud et al. (2004) | 121.815
2223.824 | Magaud et al. (2004) | 60.9075
2223.824 | Magaud et al. (2004) | 87.9775
2223.824 | Magaud et al. (2004) | 121.815
2414.316 | Magaud et al. (2004) | 60.9075
2414.316 | Magaud et al. (2004) | 87.9775
2414.316 | Magaud et al. (2004) | 121.815
2821.9566 | Magaud et al. (2004) | 60.9075
2821.9566 | Magaud et al. (2004) | 87.9775
2821.9566 | Magaud et al. (2004) | 121.815
3221.799 | Magaud et al. (2004) | 60.9075
3221.799 | Magaud et al. (2004) | 87.9775
3221.799 | Magaud et al. (2004) | 121.815
3478.3431 | Magaud et al. (2004) | 60.9075
3478.3431 | Magaud et al. (2004) | 87.9775
3478.3431 | Magaud et al. (2004) | 121.815
3704.4354 | Magaud et al. (2004) | 60.9075
3704.4354 | Magaud et al. (2004) | 87.9775
3704.4354 | Magaud et al. (2004) | 121.815
3951.3978 | Magaud et al. (2004) | 60.9075
3951.3978 | Magaud et al. (2004) | 87.9775
3951.3978 | Magaud et al. (2004) | 121.815
4186.854 | Magaud et al. (2004) | 60.9075
4186.854 | Magaud et al. (2004) | 87.9775
4186.854 | Magaud et al. (2004) | 121.815
4229.9103 | Magaud et al. (2004) | 60.9075
4229.9103 | Magaud et al. (2004) | 87.9775
4229.9103 | Magaud et al. (2004) | 121.815
4258.1196 | Magaud et al. (2004) | 60.9075
4258.1196 | Magaud et al. (2004) | 87.9775
4258.1196 | Magaud et al. (2004) | 121.815
4379.865 | Magaud et al. (2004) | 60.9075
4379.865 | Magaud et al. (2004) | 87.9775
4379.865 | Magaud et al. (2004) | 121.815
4397.4881 | Magaud et al. (2004) | 60.9075
4397.4881 | Magaud et al. (2004) | 87.9775
4397.4881 | Magaud et al. (2004) | 121.815
4418.3381 | Magaud et al. (2004) | 60.9075
4418.3381 | Magaud et al. (2004) | 87.9775
4418.3381 | Magaud et al. (2004) | 121.815
4463.3824 | Magaud et al. (2004) | 60.9075
4463.3824 | Magaud et al. (2004) | 87.9775
4463.3824 | Magaud et al. (2004) | 121.815
4917.8393 | Magaud et al. (2004) | 60.9075
4917.8393 | Magaud et al. (2004) | 87.9775
4917.8393 | Magaud et al. (2004) | 121.815
4939.2473 | Magaud et al. (2004) | 60.9075
4939.2473 | Magaud et al. (2004) | 87.9775
4939.2473 | Magaud et al. (2004) | 121.815
4978.0347 | Magaud et al. (2004) | 60.9075
4978.0347 | Magaud et al. (2004) | 87.9775
4978.0347 | Magaud et al. (2004) | 121.815
5560.2892 | Magaud et al. (2004) | 60.9075
5560.2892 | Magaud et al. (2004) | 87.9775
5560.2892 | Magaud et al. (2004) | 121.815
5599.55 | Magaud et al. (2004) | 60.9075
5599.55 | Magaud et al. (2004) | 87.9775
5599.55 | Magaud et al. (2004) | 121.815
5663.3409 | Magaud et al. (2004) | 60.9075
5663.3409 | Magaud et al. (2004) | 87.9775
5663.3409 | Magaud et al. (2004) | 121.815
5849.718 | Magaud et al. (2004) | 60.9075
5849.718 | Magaud et al. (2004) | 87.9775
5849.718 | Magaud et al. (2004) | 121.815
6057.4176 | Magaud et al. (2004) | 60.9075
6057.4176 | Magaud et al. (2004) | 87.9775
6057.4176 | Magaud et al. (2004) | 121.815
6168.9285 | Magaud et al. (2004) | 60.9075
6168.9285 | Magaud et al. (2004) | 87.9775
6168.9285 | Magaud et al. (2004) | 121.815
6327.9462 | Magaud et al. (2004) | 60.9075
6327.9462 | Magaud et al. (2004) | 87.9775
6327.9462 | Magaud et al. (2004) | 121.815
6513.5063 | Magaud et al. (2004) | 60.9075
6513.5063 | Magaud et al. (2004) | 87.9775
6513.5063 | Magaud et al. (2004) | 121.815
6672.347 | Magaud et al. (2004) | 60.9075
6672.347 | Magaud et al. (2004) | 87.9775
6672.347 | Magaud et al. (2004) | 121.815
7131.2852 | Magaud et al. (2004) | 60.9075
7131.2852 | Magaud et al. (2004) | 87.9775
7131.2852 | Magaud et al. (2004) | 121.815
7189.4838 | Magaud et al. (2004) | 60.9075
7189.4838 | Magaud et al. (2004) | 87.9775
7189.4838 | Magaud et al. (2004) | 121.815
7316.4291 | Magaud et al. (2004) | 60.9075
7316.4291 | Magaud et al. (2004) | 87.9775
7316.4291 | Magaud et al. (2004) | 121.815
7580.496 | Magaud et al. (2004) | 60.9075
7580.496 | Magaud et al. (2004) | 87.9775
7580.496 | Magaud et al. (2004) | 121.815
7639.0398 | Magaud et al. (2004) | 60.9075
7639.0398 | Magaud et al. (2004) | 87.9775
7639.0398 | Magaud et al. (2004) | 121.815
7742.7105 | Magaud et al. (2004) | 60.9075
7742.7105 | Magaud et al. (2004) | 87.9775
7742.7105 | Magaud et al. (2004) | 121.815
7839.37 | Magaud et al. (2004) | 60.9075
7839.37 | Magaud et al. (2004) | 87.9775
7839.37 | Magaud et al. (2004) | 121.815
8029.4225 | Magaud et al. (2004) | 60.9075
8029.4225 | Magaud et al. (2004) | 87.9775
8029.4225 | Magaud et al. (2004) | 121.815
8071.7179 | Magaud et al. (2004) | 60.9075
8071.7179 | Magaud et al. (2004) | 87.9775
8071.7179 | Magaud et al. (2004) | 121.815
8351.4375 | Magaud et al. (2004) | 60.9075
8351.4375 | Magaud et al. (2004) | 87.9775
8351.4375 | Magaud et al. (2004) | 121.815
8759.5492 | Magaud et al. (2004) | 60.9075
8759.5492 | Magaud et al. (2004) | 87.9775
8759.5492 | Magaud et al. (2004) | 121.815
9291.7783 | Magaud et al. (2004) | 60.9075
9291.7783 | Magaud et al. (2004) | 87.9775
9291.7783 | Magaud et al. (2004) | 121.815
11199.1 | Magaud et al. (2004) | 60.9075
11199.1 | Magaud et al. (2004) | 87.9775
11199.1 | Magaud et al. (2004) | 121.815
11439.2967 | Magaud et al. (2004) | 60.9075
11439.2967 | Magaud et al. (2004) | 87.9775
11439.2967 | Magaud et al. (2004) | 121.815
11948.0391 | Magaud et al. (2004) | 60.9075
11948.0391 | Magaud et al. (2004) | 87.9775
11948.0391 | Magaud et al. (2004) | 121.815
13670.0667 | Magaud et al. (2004) | 60.9075
13670.0667 | Magaud et al. (2004) | 87.9775
13670.0667 | Magaud et al. (2004) | 121.815
16144.4236 | Magaud et al. (2004) | 60.9075
16144.4236 | Magaud et al. (2004) | 87.9775
16144.4236 | Magaud et al. (2004) | 121.815
185.8865 | Maisonnier et al. (2007) | 74.4425
185.8865 | Maisonnier et al. (2007) | 133.9965
185.8865 | Maisonnier et al. (2007) | 74.4425
185.8865 | Maisonnier et al. (2007) | 133.9965
185.8865 | Maisonnier et al. (2007) | 59.554
185.8865 | Maisonnier et al. (2007) | 119.108
185.8865 | Maisonnier et al. (2007) | 59.554
185.8865 | Maisonnier et al. (2007) | 104.2195
185.8865 | Maisonnier et al. (2007) | 44.6655
185.8865 | Maisonnier et al. (2007) | 74.4425
205.4535 | Maisonnier et al. (2007) | 74.4425
205.4535 | Maisonnier et al. (2007) | 133.9965
205.4535 | Maisonnier et al. (2007) | 74.4425
205.4535 | Maisonnier et al. (2007) | 133.9965
205.4535 | Maisonnier et al. (2007) | 59.554
205.4535 | Maisonnier et al. (2007) | 119.108
205.4535 | Maisonnier et al. (2007) | 59.554
205.4535 | Maisonnier et al. (2007) | 104.2195
205.4535 | Maisonnier et al. (2007) | 44.6655
205.4535 | Maisonnier et al. (2007) | 74.4425
239.0912 | Maisonnier et al. (2007) | 74.4425
239.0912 | Maisonnier et al. (2007) | 133.9965
239.0912 | Maisonnier et al. (2007) | 74.4425
239.0912 | Maisonnier et al. (2007) | 133.9965
239.0912 | Maisonnier et al. (2007) | 59.554
239.0912 | Maisonnier et al. (2007) | 119.108
239.0912 | Maisonnier et al. (2007) | 59.554
239.0912 | Maisonnier et al. (2007) | 104.2195
239.0912 | Maisonnier et al. (2007) | 44.6655
239.0912 | Maisonnier et al. (2007) | 74.4425
332.5291 | Maisonnier et al. (2007) | 74.4425
332.5291 | Maisonnier et al. (2007) | 133.9965
332.5291 | Maisonnier et al. (2007) | 74.4425
332.5291 | Maisonnier et al. (2007) | 133.9965
332.5291 | Maisonnier et al. (2007) | 59.554
332.5291 | Maisonnier et al. (2007) | 119.108
332.5291 | Maisonnier et al. (2007) | 59.554
332.5291 | Maisonnier et al. (2007) | 104.2195
332.5291 | Maisonnier et al. (2007) | 44.6655
332.5291 | Maisonnier et al. (2007) | 74.4425
354.524 | Maisonnier et al. (2007) | 74.4425
354.524 | Maisonnier et al. (2007) | 133.9965
354.524 | Maisonnier et al. (2007) | 74.4425
354.524 | Maisonnier et al. (2007) | 133.9965
354.524 | Maisonnier et al. (2007) | 59.554
354.524 | Maisonnier et al. (2007) | 119.108
354.524 | Maisonnier et al. (2007) | 59.554
354.524 | Maisonnier et al. (2007) | 104.2195
354.524 | Maisonnier et al. (2007) | 44.6655
354.524 | Maisonnier et al. (2007) | 74.4425
1062.4881 | Maisonnier et al. (2007) | 74.4425
1062.4881 | Maisonnier et al. (2007) | 133.9965
1062.4881 | Maisonnier et al. (2007) | 74.4425
1062.4881 | Maisonnier et al. (2007) | 133.9965
1062.4881 | Maisonnier et al. (2007) | 59.554
1062.4881 | Maisonnier et al. (2007) | 119.108
1062.4881 | Maisonnier et al. (2007) | 59.554
1062.4881 | Maisonnier et al. (2007) | 104.2195
1062.4881 | Maisonnier et al. (2007) | 44.6655
1062.4881 | Maisonnier et al. (2007) | 74.4425
2056.1081 | Maisonnier et al. (2007) | 74.4425
2056.1081 | Maisonnier et al. (2007) | 133.9965
2056.1081 | Maisonnier et al. (2007) | 74.4425
2056.1081 | Maisonnier et al. (2007) | 133.9965
2056.1081 | Maisonnier et al. (2007) | 59.554
2056.1081 | Maisonnier et al. (2007) | 119.108
2056.1081 | Maisonnier et al. (2007) | 59.554
2056.1081 | Maisonnier et al. (2007) | 104.2195
2056.1081 | Maisonnier et al. (2007) | 44.6655
2056.1081 | Maisonnier et al. (2007) | 74.4425
2223.824 | Maisonnier et al. (2007) | 74.4425
2223.824 | Maisonnier et al. (2007) | 133.9965
2223.824 | Maisonnier et al. (2007) | 74.4425
2223.824 | Maisonnier et al. (2007) | 133.9965
2223.824 | Maisonnier et al. (2007) | 59.554
2223.824 | Maisonnier et al. (2007) | 119.108
2223.824 | Maisonnier et al. (2007) | 59.554
2223.824 | Maisonnier et al. (2007) | 104.2195
2223.824 | Maisonnier et al. (2007) | 44.6655
2223.824 | Maisonnier et al. (2007) | 74.4425
2414.316 | Maisonnier et al. (2007) | 74.4425
2414.316 | Maisonnier et al. (2007) | 133.9965
2414.316 | Maisonnier et al. (2007) | 74.4425
2414.316 | Maisonnier et al. (2007) | 133.9965
2414.316 | Maisonnier et al. (2007) | 59.554
2414.316 | Maisonnier et al. (2007) | 119.108
2414.316 | Maisonnier et al. (2007) | 59.554
2414.316 | Maisonnier et al. (2007) | 104.2195
2414.316 | Maisonnier et al. (2007) | 44.6655
2414.316 | Maisonnier et al. (2007) | 74.4425
2821.9566 | Maisonnier et al. (2007) | 74.4425
2821.9566 | Maisonnier et al. (2007) | 133.9965
2821.9566 | Maisonnier et al. (2007) | 74.4425
2821.9566 | Maisonnier et al. (2007) | 133.9965
2821.9566 | Maisonnier et al. (2007) | 59.554
2821.9566 | Maisonnier et al. (2007) | 119.108
2821.9566 | Maisonnier et al. (2007) | 59.554
2821.9566 | Maisonnier et al. (2007) | 104.2195
2821.9566 | Maisonnier et al. (2007) | 44.6655
2821.9566 | Maisonnier et al. (2007) | 74.4425
3221.799 | Maisonnier et al. (2007) | 74.4425
3221.799 | Maisonnier et al. (2007) | 133.9965
3221.799 | Maisonnier et al. (2007) | 74.4425
3221.799 | Maisonnier et al. (2007) | 133.9965
3221.799 | Maisonnier et al. (2007) | 59.554
3221.799 | Maisonnier et al. (2007) | 119.108
3221.799 | Maisonnier et al. (2007) | 59.554
3221.799 | Maisonnier et al. (2007) | 104.2195
3221.799 | Maisonnier et al. (2007) | 44.6655
3221.799 | Maisonnier et al. (2007) | 74.4425
3478.3431 | Maisonnier et al. (2007) | 74.4425
3478.3431 | Maisonnier et al. (2007) | 133.9965
3478.3431 | Maisonnier et al. (2007) | 74.4425
3478.3431 | Maisonnier et al. (2007) | 133.9965
3478.3431 | Maisonnier et al. (2007) | 59.554
3478.3431 | Maisonnier et al. (2007) | 119.108
3478.3431 | Maisonnier et al. (2007) | 59.554
3478.3431 | Maisonnier et al. (2007) | 104.2195
3478.3431 | Maisonnier et al. (2007) | 44.6655
3478.3431 | Maisonnier et al. (2007) | 74.4425
3704.4354 | Maisonnier et al. (2007) | 74.4425
3704.4354 | Maisonnier et al. (2007) | 133.9965
3704.4354 | Maisonnier et al. (2007) | 74.4425
3704.4354 | Maisonnier et al. (2007) | 133.9965
3704.4354 | Maisonnier et al. (2007) | 59.554
3704.4354 | Maisonnier et al. (2007) | 119.108
3704.4354 | Maisonnier et al. (2007) | 59.554
3704.4354 | Maisonnier et al. (2007) | 104.2195
3704.4354 | Maisonnier et al. (2007) | 44.6655
3704.4354 | Maisonnier et al. (2007) | 74.4425
3951.3978 | Maisonnier et al. (2007) | 74.4425
3951.3978 | Maisonnier et al. (2007) | 133.9965
3951.3978 | Maisonnier et al. (2007) | 74.4425
3951.3978 | Maisonnier et al. (2007) | 133.9965
3951.3978 | Maisonnier et al. (2007) | 59.554
3951.3978 | Maisonnier et al. (2007) | 119.108
3951.3978 | Maisonnier et al. (2007) | 59.554
3951.3978 | Maisonnier et al. (2007) | 104.2195
3951.3978 | Maisonnier et al. (2007) | 44.6655
3951.3978 | Maisonnier et al. (2007) | 74.4425
4186.854 | Maisonnier et al. (2007) | 74.4425
4186.854 | Maisonnier et al. (2007) | 133.9965
4186.854 | Maisonnier et al. (2007) | 74.4425
4186.854 | Maisonnier et al. (2007) | 133.9965
4186.854 | Maisonnier et al. (2007) | 59.554
4186.854 | Maisonnier et al. (2007) | 119.108
4186.854 | Maisonnier et al. (2007) | 59.554
4186.854 | Maisonnier et al. (2007) | 104.2195
4186.854 | Maisonnier et al. (2007) | 44.6655
4186.854 | Maisonnier et al. (2007) | 74.4425
4229.9103 | Maisonnier et al. (2007) | 74.4425
4229.9103 | Maisonnier et al. (2007) | 133.9965
4229.9103 | Maisonnier et al. (2007) | 74.4425
4229.9103 | Maisonnier et al. (2007) | 133.9965
4229.9103 | Maisonnier et al. (2007) | 59.554
4229.9103 | Maisonnier et al. (2007) | 119.108
4229.9103 | Maisonnier et al. (2007) | 59.554
4229.9103 | Maisonnier et al. (2007) | 104.2195
4229.9103 | Maisonnier et al. (2007) | 44.6655
4229.9103 | Maisonnier et al. (2007) | 74.4425
4258.1196 | Maisonnier et al. (2007) | 74.4425
4258.1196 | Maisonnier et al. (2007) | 133.9965
4258.1196 | Maisonnier et al. (2007) | 74.4425
4258.1196 | Maisonnier et al. (2007) | 133.9965
4258.1196 | Maisonnier et al. (2007) | 59.554
4258.1196 | Maisonnier et al. (2007) | 119.108
4258.1196 | Maisonnier et al. (2007) | 59.554
4258.1196 | Maisonnier et al. (2007) | 104.2195
4258.1196 | Maisonnier et al. (2007) | 44.6655
4258.1196 | Maisonnier et al. (2007) | 74.4425
4379.865 | Maisonnier et al. (2007) | 74.4425
4379.865 | Maisonnier et al. (2007) | 133.9965
4379.865 | Maisonnier et al. (2007) | 74.4425
4379.865 | Maisonnier et al. (2007) | 133.9965
4379.865 | Maisonnier et al. (2007) | 59.554
4379.865 | Maisonnier et al. (2007) | 119.108
4379.865 | Maisonnier et al. (2007) | 59.554
4379.865 | Maisonnier et al. (2007) | 104.2195
4379.865 | Maisonnier et al. (2007) | 44.6655
4379.865 | Maisonnier et al. (2007) | 74.4425
4397.4881 | Maisonnier et al. (2007) | 74.4425
4397.4881 | Maisonnier et al. (2007) | 133.9965
4397.4881 | Maisonnier et al. (2007) | 74.4425
4397.4881 | Maisonnier et al. (2007) | 133.9965
4397.4881 | Maisonnier et al. (2007) | 59.554
4397.4881 | Maisonnier et al. (2007) | 119.108
4397.4881 | Maisonnier et al. (2007) | 59.554
4397.4881 | Maisonnier et al. (2007) | 104.2195
4397.4881 | Maisonnier et al. (2007) | 44.6655
4397.4881 | Maisonnier et al. (2007) | 74.4425
4418.3381 | Maisonnier et al. (2007) | 74.4425
4418.3381 | Maisonnier et al. (2007) | 133.9965
4418.3381 | Maisonnier et al. (2007) | 74.4425
4418.3381 | Maisonnier et al. (2007) | 133.9965
4418.3381 | Maisonnier et al. (2007) | 59.554
4418.3381 | Maisonnier et al. (2007) | 119.108
4418.3381 | Maisonnier et al. (2007) | 59.554
4418.3381 | Maisonnier et al. (2007) | 104.2195
4418.3381 | Maisonnier et al. (2007) | 44.6655
4418.3381 | Maisonnier et al. (2007) | 74.4425
4463.3824 | Maisonnier et al. (2007) | 74.4425
4463.3824 | Maisonnier et al. (2007) | 133.9965
4463.3824 | Maisonnier et al. (2007) | 74.4425
4463.3824 | Maisonnier et al. (2007) | 133.9965
4463.3824 | Maisonnier et al. (2007) | 59.554
4463.3824 | Maisonnier et al. (2007) | 119.108
4463.3824 | Maisonnier et al. (2007) | 59.554
4463.3824 | Maisonnier et al. (2007) | 104.2195
4463.3824 | Maisonnier et al. (2007) | 44.6655
4463.3824 | Maisonnier et al. (2007) | 74.4425
4917.8393 | Maisonnier et al. (2007) | 74.4425
4917.8393 | Maisonnier et al. (2007) | 133.9965
4917.8393 | Maisonnier et al. (2007) | 74.4425
4917.8393 | Maisonnier et al. (2007) | 133.9965
4917.8393 | Maisonnier et al. (2007) | 59.554
4917.8393 | Maisonnier et al. (2007) | 119.108
4917.8393 | Maisonnier et al. (2007) | 59.554
4917.8393 | Maisonnier et al. (2007) | 104.2195
4917.8393 | Maisonnier et al. (2007) | 44.6655
4917.8393 | Maisonnier et al. (2007) | 74.4425
4939.2473 | Maisonnier et al. (2007) | 74.4425
4939.2473 | Maisonnier et al. (2007) | 133.9965
4939.2473 | Maisonnier et al. (2007) | 74.4425
4939.2473 | Maisonnier et al. (2007) | 133.9965
4939.2473 | Maisonnier et al. (2007) | 59.554
4939.2473 | Maisonnier et al. (2007) | 119.108
4939.2473 | Maisonnier et al. (2007) | 59.554
4939.2473 | Maisonnier et al. (2007) | 104.2195
4939.2473 | Maisonnier et al. (2007) | 44.6655
4939.2473 | Maisonnier et al. (2007) | 74.4425
4978.0347 | Maisonnier et al. (2007) | 74.4425
4978.0347 | Maisonnier et al. (2007) | 133.9965
4978.0347 | Maisonnier et al. (2007) | 74.4425
4978.0347 | Maisonnier et al. (2007) | 133.9965
4978.0347 | Maisonnier et al. (2007) | 59.554
4978.0347 | Maisonnier et al. (2007) | 119.108
4978.0347 | Maisonnier et al. (2007) | 59.554
4978.0347 | Maisonnier et al. (2007) | 104.2195
4978.0347 | Maisonnier et al. (2007) | 44.6655
4978.0347 | Maisonnier et al. (2007) | 74.4425
5560.2892 | Maisonnier et al. (2007) | 74.4425
5560.2892 | Maisonnier et al. (2007) | 133.9965
5560.2892 | Maisonnier et al. (2007) | 74.4425
5560.2892 | Maisonnier et al. (2007) | 133.9965
5560.2892 | Maisonnier et al. (2007) | 59.554
5560.2892 | Maisonnier et al. (2007) | 119.108
5560.2892 | Maisonnier et al. (2007) | 59.554
5560.2892 | Maisonnier et al. (2007) | 104.2195
5560.2892 | Maisonnier et al. (2007) | 44.6655
5560.2892 | Maisonnier et al. (2007) | 74.4425
5599.55 | Maisonnier et al. (2007) | 74.4425
5599.55 | Maisonnier et al. (2007) | 133.9965
5599.55 | Maisonnier et al. (2007) | 74.4425
5599.55 | Maisonnier et al. (2007) | 133.9965
5599.55 | Maisonnier et al. (2007) | 59.554
5599.55 | Maisonnier et al. (2007) | 119.108
5599.55 | Maisonnier et al. (2007) | 59.554
5599.55 | Maisonnier et al. (2007) | 104.2195
5599.55 | Maisonnier et al. (2007) | 44.6655
5599.55 | Maisonnier et al. (2007) | 74.4425
5663.3409 | Maisonnier et al. (2007) | 74.4425
5663.3409 | Maisonnier et al. (2007) | 133.9965
5663.3409 | Maisonnier et al. (2007) | 74.4425
5663.3409 | Maisonnier et al. (2007) | 133.9965
5663.3409 | Maisonnier et al. (2007) | 59.554
5663.3409 | Maisonnier et al. (2007) | 119.108
5663.3409 | Maisonnier et al. (2007) | 59.554
5663.3409 | Maisonnier et al. (2007) | 104.2195
5663.3409 | Maisonnier et al. (2007) | 44.6655
5663.3409 | Maisonnier et al. (2007) | 74.4425
5849.718 | Maisonnier et al. (2007) | 74.4425
5849.718 | Maisonnier et al. (2007) | 133.9965
5849.718 | Maisonnier et al. (2007) | 74.4425
5849.718 | Maisonnier et al. (2007) | 133.9965
5849.718 | Maisonnier et al. (2007) | 59.554
5849.718 | Maisonnier et al. (2007) | 119.108
5849.718 | Maisonnier et al. (2007) | 59.554
5849.718 | Maisonnier et al. (2007) | 104.2195
5849.718 | Maisonnier et al. (2007) | 44.6655
5849.718 | Maisonnier et al. (2007) | 74.4425
6057.4176 | Maisonnier et al. (2007) | 74.4425
6057.4176 | Maisonnier et al. (2007) | 133.9965
6057.4176 | Maisonnier et al. (2007) | 74.4425
6057.4176 | Maisonnier et al. (2007) | 133.9965
6057.4176 | Maisonnier et al. (2007) | 59.554
6057.4176 | Maisonnier et al. (2007) | 119.108
6057.4176 | Maisonnier et al. (2007) | 59.554
6057.4176 | Maisonnier et al. (2007) | 104.2195
6057.4176 | Maisonnier et al. (2007) | 44.6655
6057.4176 | Maisonnier et al. (2007) | 74.4425
6168.9285 | Maisonnier et al. (2007) | 74.4425
6168.9285 | Maisonnier et al. (2007) | 133.9965
6168.9285 | Maisonnier et al. (2007) | 74.4425
6168.9285 | Maisonnier et al. (2007) | 133.9965
6168.9285 | Maisonnier et al. (2007) | 59.554
6168.9285 | Maisonnier et al. (2007) | 119.108
6168.9285 | Maisonnier et al. (2007) | 59.554
6168.9285 | Maisonnier et al. (2007) | 104.2195
6168.9285 | Maisonnier et al. (2007) | 44.6655
6168.9285 | Maisonnier et al. (2007) | 74.4425
6327.9462 | Maisonnier et al. (2007) | 74.4425
6327.9462 | Maisonnier et al. (2007) | 133.9965
6327.9462 | Maisonnier et al. (2007) | 74.4425
6327.9462 | Maisonnier et al. (2007) | 133.9965
6327.9462 | Maisonnier et al. (2007) | 59.554
6327.9462 | Maisonnier et al. (2007) | 119.108
6327.9462 | Maisonnier et al. (2007) | 59.554
6327.9462 | Maisonnier et al. (2007) | 104.2195
6327.9462 | Maisonnier et al. (2007) | 44.6655
6327.9462 | Maisonnier et al. (2007) | 74.4425
6513.5063 | Maisonnier et al. (2007) | 74.4425
6513.5063 | Maisonnier et al. (2007) | 133.9965
6513.5063 | Maisonnier et al. (2007) | 74.4425
6513.5063 | Maisonnier et al. (2007) | 133.9965
6513.5063 | Maisonnier et al. (2007) | 59.554
6513.5063 | Maisonnier et al. (2007) | 119.108
6513.5063 | Maisonnier et al. (2007) | 59.554
6513.5063 | Maisonnier et al. (2007) | 104.2195
6513.5063 | Maisonnier et al. (2007) | 44.6655
6513.5063 | Maisonnier et al. (2007) | 74.4425
6672.347 | Maisonnier et al. (2007) | 74.4425
6672.347 | Maisonnier et al. (2007) | 133.9965
6672.347 | Maisonnier et al. (2007) | 74.4425
6672.347 | Maisonnier et al. (2007) | 133.9965
6672.347 | Maisonnier et al. (2007) | 59.554
6672.347 | Maisonnier et al. (2007) | 119.108
6672.347 | Maisonnier et al. (2007) | 59.554
6672.347 | Maisonnier et al. (2007) | 104.2195
6672.347 | Maisonnier et al. (2007) | 44.6655
6672.347 | Maisonnier et al. (2007) | 74.4425
7131.2852 | Maisonnier et al. (2007) | 74.4425
7131.2852 | Maisonnier et al. (2007) | 133.9965
7131.2852 | Maisonnier et al. (2007) | 74.4425
7131.2852 | Maisonnier et al. (2007) | 133.9965
7131.2852 | Maisonnier et al. (2007) | 59.554
7131.2852 | Maisonnier et al. (2007) | 119.108
7131.2852 | Maisonnier et al. (2007) | 59.554
7131.2852 | Maisonnier et al. (2007) | 104.2195
7131.2852 | Maisonnier et al. (2007) | 44.6655
7131.2852 | Maisonnier et al. (2007) | 74.4425
7189.4838 | Maisonnier et al. (2007) | 74.4425
7189.4838 | Maisonnier et al. (2007) | 133.9965
7189.4838 | Maisonnier et al. (2007) | 74.4425
7189.4838 | Maisonnier et al. (2007) | 133.9965
7189.4838 | Maisonnier et al. (2007) | 59.554
7189.4838 | Maisonnier et al. (2007) | 119.108
7189.4838 | Maisonnier et al. (2007) | 59.554
7189.4838 | Maisonnier et al. (2007) | 104.2195
7189.4838 | Maisonnier et al. (2007) | 44.6655
7189.4838 | Maisonnier et al. (2007) | 74.4425
7316.4291 | Maisonnier et al. (2007) | 74.4425
7316.4291 | Maisonnier et al. (2007) | 133.9965
7316.4291 | Maisonnier et al. (2007) | 74.4425
7316.4291 | Maisonnier et al. (2007) | 133.9965
7316.4291 | Maisonnier et al. (2007) | 59.554
7316.4291 | Maisonnier et al. (2007) | 119.108
7316.4291 | Maisonnier et al. (2007) | 59.554
7316.4291 | Maisonnier et al. (2007) | 104.2195
7316.4291 | Maisonnier et al. (2007) | 44.6655
7316.4291 | Maisonnier et al. (2007) | 74.4425
7580.496 | Maisonnier et al. (2007) | 74.4425
7580.496 | Maisonnier et al. (2007) | 133.9965
7580.496 | Maisonnier et al. (2007) | 74.4425
7580.496 | Maisonnier et al. (2007) | 133.9965
7580.496 | Maisonnier et al. (2007) | 59.554
7580.496 | Maisonnier et al. (2007) | 119.108
7580.496 | Maisonnier et al. (2007) | 59.554
7580.496 | Maisonnier et al. (2007) | 104.2195
7580.496 | Maisonnier et al. (2007) | 44.6655
7580.496 | Maisonnier et al. (2007) | 74.4425
7639.0398 | Maisonnier et al. (2007) | 74.4425
7639.0398 | Maisonnier et al. (2007) | 133.9965
7639.0398 | Maisonnier et al. (2007) | 74.4425
7639.0398 | Maisonnier et al. (2007) | 133.9965
7639.0398 | Maisonnier et al. (2007) | 59.554
7639.0398 | Maisonnier et al. (2007) | 119.108
7639.0398 | Maisonnier et al. (2007) | 59.554
7639.0398 | Maisonnier et al. (2007) | 104.2195
7639.0398 | Maisonnier et al. (2007) | 44.6655
7639.0398 | Maisonnier et al. (2007) | 74.4425
7742.7105 | Maisonnier et al. (2007) | 74.4425
7742.7105 | Maisonnier et al. (2007) | 133.9965
7742.7105 | Maisonnier et al. (2007) | 74.4425
7742.7105 | Maisonnier et al. (2007) | 133.9965
7742.7105 | Maisonnier et al. (2007) | 59.554
7742.7105 | Maisonnier et al. (2007) | 119.108
7742.7105 | Maisonnier et al. (2007) | 59.554
7742.7105 | Maisonnier et al. (2007) | 104.2195
7742.7105 | Maisonnier et al. (2007) | 44.6655
7742.7105 | Maisonnier et al. (2007) | 74.4425
7839.37 | Maisonnier et al. (2007) | 74.4425
7839.37 | Maisonnier et al. (2007) | 133.9965
7839.37 | Maisonnier et al. (2007) | 74.4425
7839.37 | Maisonnier et al. (2007) | 133.9965
7839.37 | Maisonnier et al. (2007) | 59.554
7839.37 | Maisonnier et al. (2007) | 119.108
7839.37 | Maisonnier et al. (2007) | 59.554
7839.37 | Maisonnier et al. (2007) | 104.2195
7839.37 | Maisonnier et al. (2007) | 44.6655
7839.37 | Maisonnier et al. (2007) | 74.4425
8029.4225 | Maisonnier et al. (2007) | 74.4425
8029.4225 | Maisonnier et al. (2007) | 133.9965
8029.4225 | Maisonnier et al. (2007) | 74.4425
8029.4225 | Maisonnier et al. (2007) | 133.9965
8029.4225 | Maisonnier et al. (2007) | 59.554
8029.4225 | Maisonnier et al. (2007) | 119.108
8029.4225 | Maisonnier et al. (2007) | 59.554
8029.4225 | Maisonnier et al. (2007) | 104.2195
8029.4225 | Maisonnier et al. (2007) | 44.6655
8029.4225 | Maisonnier et al. (2007) | 74.4425
8071.7179 | Maisonnier et al. (2007) | 74.4425
8071.7179 | Maisonnier et al. (2007) | 133.9965
8071.7179 | Maisonnier et al. (2007) | 74.4425
8071.7179 | Maisonnier et al. (2007) | 133.9965
8071.7179 | Maisonnier et al. (2007) | 59.554
8071.7179 | Maisonnier et al. (2007) | 119.108
8071.7179 | Maisonnier et al. (2007) | 59.554
8071.7179 | Maisonnier et al. (2007) | 104.2195
8071.7179 | Maisonnier et al. (2007) | 44.6655
8071.7179 | Maisonnier et al. (2007) | 74.4425
8351.4375 | Maisonnier et al. (2007) | 74.4425
8351.4375 | Maisonnier et al. (2007) | 133.9965
8351.4375 | Maisonnier et al. (2007) | 74.4425
8351.4375 | Maisonnier et al. (2007) | 133.9965
8351.4375 | Maisonnier et al. (2007) | 59.554
8351.4375 | Maisonnier et al. (2007) | 119.108
8351.4375 | Maisonnier et al. (2007) | 59.554
8351.4375 | Maisonnier et al. (2007) | 104.2195
8351.4375 | Maisonnier et al. (2007) | 44.6655
8351.4375 | Maisonnier et al. (2007) | 74.4425
8759.5492 | Maisonnier et al. (2007) | 74.4425
8759.5492 | Maisonnier et al. (2007) | 133.9965
8759.5492 | Maisonnier et al. (2007) | 74.4425
8759.5492 | Maisonnier et al. (2007) | 133.9965
8759.5492 | Maisonnier et al. (2007) | 59.554
8759.5492 | Maisonnier et al. (2007) | 119.108
8759.5492 | Maisonnier et al. (2007) | 59.554
8759.5492 | Maisonnier et al. (2007) | 104.2195
8759.5492 | Maisonnier et al. (2007) | 44.6655
8759.5492 | Maisonnier et al. (2007) | 74.4425
9291.7783 | Maisonnier et al. (2007) | 74.4425
9291.7783 | Maisonnier et al. (2007) | 133.9965
9291.7783 | Maisonnier et al. (2007) | 74.4425
9291.7783 | Maisonnier et al. (2007) | 133.9965
9291.7783 | Maisonnier et al. (2007) | 59.554
9291.7783 | Maisonnier et al. (2007) | 119.108
9291.7783 | Maisonnier et al. (2007) | 59.554
9291.7783 | Maisonnier et al. (2007) | 104.2195
9291.7783 | Maisonnier et al. (2007) | 44.6655
9291.7783 | Maisonnier et al. (2007) | 74.4425
11199.1 | Maisonnier et al. (2007) | 74.4425
11199.1 | Maisonnier et al. (2007) | 133.9965
11199.1 | Maisonnier et al. (2007) | 74.4425
11199.1 | Maisonnier et al. (2007) | 133.9965
11199.1 | Maisonnier et al. (2007) | 59.554
11199.1 | Maisonnier et al. (2007) | 119.108
11199.1 | Maisonnier et al. (2007) | 59.554
11199.1 | Maisonnier et al. (2007) | 104.2195
11199.1 | Maisonnier et al. (2007) | 44.6655
11199.1 | Maisonnier et al. (2007) | 74.4425
11439.2967 | Maisonnier et al. (2007) | 74.4425
11439.2967 | Maisonnier et al. (2007) | 133.9965
11439.2967 | Maisonnier et al. (2007) | 74.4425
11439.2967 | Maisonnier et al. (2007) | 133.9965
11439.2967 | Maisonnier et al. (2007) | 59.554
11439.2967 | Maisonnier et al. (2007) | 119.108
11439.2967 | Maisonnier et al. (2007) | 59.554
11439.2967 | Maisonnier et al. (2007) | 104.2195
11439.2967 | Maisonnier et al. (2007) | 44.6655
11439.2967 | Maisonnier et al. (2007) | 74.4425
11948.0391 | Maisonnier et al. (2007) | 74.4425
11948.0391 | Maisonnier et al. (2007) | 133.9965
11948.0391 | Maisonnier et al. (2007) | 74.4425
11948.0391 | Maisonnier et al. (2007) | 133.9965
11948.0391 | Maisonnier et al. (2007) | 59.554
11948.0391 | Maisonnier et al. (2007) | 119.108
11948.0391 | Maisonnier et al. (2007) | 59.554
11948.0391 | Maisonnier et al. (2007) | 104.2195
11948.0391 | Maisonnier et al. (2007) | 44.6655
11948.0391 | Maisonnier et al. (2007) | 74.4425
13670.0667 | Maisonnier et al. (2007) | 74.4425
13670.0667 | Maisonnier et al. (2007) | 133.9965
13670.0667 | Maisonnier et al. (2007) | 74.4425
13670.0667 | Maisonnier et al. (2007) | 133.9965
13670.0667 | Maisonnier et al. (2007) | 59.554
13670.0667 | Maisonnier et al. (2007) | 119.108
13670.0667 | Maisonnier et al. (2007) | 59.554
13670.0667 | Maisonnier et al. (2007) | 104.2195
13670.0667 | Maisonnier et al. (2007) | 44.6655
13670.0667 | Maisonnier et al. (2007) | 74.4425
16144.4236 | Maisonnier et al. (2007) | 74.4425
16144.4236 | Maisonnier et al. (2007) | 133.9965
16144.4236 | Maisonnier et al. (2007) | 74.4425
16144.4236 | Maisonnier et al. (2007) | 133.9965
16144.4236 | Maisonnier et al. (2007) | 59.554
16144.4236 | Maisonnier et al. (2007) | 119.108
16144.4236 | Maisonnier et al. (2007) | 59.554
16144.4236 | Maisonnier et al. (2007) | 104.2195
16144.4236 | Maisonnier et al. (2007) | 44.6655
16144.4236 | Maisonnier et al. (2007) | 74.4425
185.8865 | Moir (1992) | 195.4358
205.4535 | Moir (1992) | 195.4358
239.0912 | Moir (1992) | 195.4358
332.5291 | Moir (1992) | 195.4358
354.524 | Moir (1992) | 195.4358
1062.4881 | Moir (1992) | 195.4358
2056.1081 | Moir (1992) | 195.4358
2223.824 | Moir (1992) | 195.4358
2414.316 | Moir (1992) | 195.4358
2821.9566 | Moir (1992) | 195.4358
3221.799 | Moir (1992) | 195.4358
3478.3431 | Moir (1992) | 195.4358
3704.4354 | Moir (1992) | 195.4358
3951.3978 | Moir (1992) | 195.4358
4186.854 | Moir (1992) | 195.4358
4229.9103 | Moir (1992) | 195.4358
4258.1196 | Moir (1992) | 195.4358
4379.865 | Moir (1992) | 195.4358
4397.4881 | Moir (1992) | 195.4358
4418.3381 | Moir (1992) | 195.4358
4463.3824 | Moir (1992) | 195.4358
4917.8393 | Moir (1992) | 195.4358
4939.2473 | Moir (1992) | 195.4358
4978.0347 | Moir (1992) | 195.4358
5560.2892 | Moir (1992) | 195.4358
5599.55 | Moir (1992) | 195.4358
5663.3409 | Moir (1992) | 195.4358
5849.718 | Moir (1992) | 195.4358
6057.4176 | Moir (1992) | 195.4358
6168.9285 | Moir (1992) | 195.4358
6327.9462 | Moir (1992) | 195.4358
6513.5063 | Moir (1992) | 195.4358
6672.347 | Moir (1992) | 195.4358
7131.2852 | Moir (1992) | 195.4358
7189.4838 | Moir (1992) | 195.4358
7316.4291 | Moir (1992) | 195.4358
7580.496 | Moir (1992) | 195.4358
7639.0398 | Moir (1992) | 195.4358
7742.7105 | Moir (1992) | 195.4358
7839.37 | Moir (1992) | 195.4358
8029.4225 | Moir (1992) | 195.4358
8071.7179 | Moir (1992) | 195.4358
8351.4375 | Moir (1992) | 195.4358
8759.5492 | Moir (1992) | 195.4358
9291.7783 | Moir (1992) | 195.4358
11199.1 | Moir (1992) | 195.4358
11439.2967 | Moir (1992) | 195.4358
11948.0391 | Moir (1992) | 195.4358
13670.0667 | Moir (1992) | 195.4358
16144.4236 | Moir (1992) | 195.4358
185.8865 | Tokimatsu et al. (2002) | 143.5513
205.4535 | Tokimatsu et al. (2002) | 143.5513
239.0912 | Tokimatsu et al. (2002) | 143.5513
332.5291 | Tokimatsu et al. (2002) | 143.5513
354.524 | Tokimatsu et al. (2002) | 143.5513
1062.4881 | Tokimatsu et al. (2002) | 143.5513
2056.1081 | Tokimatsu et al. (2002) | 143.5513
2223.824 | Tokimatsu et al. (2002) | 143.5513
2414.316 | Tokimatsu et al. (2002) | 143.5513
2821.9566 | Tokimatsu et al. (2002) | 143.5513
3221.799 | Tokimatsu et al. (2002) | 143.5513
3478.3431 | Tokimatsu et al. (2002) | 143.5513
3704.4354 | Tokimatsu et al. (2002) | 143.5513
3951.3978 | Tokimatsu et al. (2002) | 143.5513
4186.854 | Tokimatsu et al. (2002) | 143.5513
4229.9103 | Tokimatsu et al. (2002) | 143.5513
4258.1196 | Tokimatsu et al. (2002) | 143.5513
4379.865 | Tokimatsu et al. (2002) | 143.5513
4397.4881 | Tokimatsu et al. (2002) | 143.5513
4418.3381 | Tokimatsu et al. (2002) | 143.5513
4463.3824 | Tokimatsu et al. (2002) | 143.5513
4917.8393 | Tokimatsu et al. (2002) | 143.5513
4939.2473 | Tokimatsu et al. (2002) | 143.5513
4978.0347 | Tokimatsu et al. (2002) | 143.5513
5560.2892 | Tokimatsu et al. (2002) | 143.5513
5599.55 | Tokimatsu et al. (2002) | 143.5513
5663.3409 | Tokimatsu et al. (2002) | 143.5513
5849.718 | Tokimatsu et al. (2002) | 143.5513
6057.4176 | Tokimatsu et al. (2002) | 143.5513
6168.9285 | Tokimatsu et al. (2002) | 143.5513
6327.9462 | Tokimatsu et al. (2002) | 143.5513
6513.5063 | Tokimatsu et al. (2002) | 143.5513
6672.347 | Tokimatsu et al. (2002) | 143.5513
7131.2852 | Tokimatsu et al. (2002) | 143.5513
7189.4838 | Tokimatsu et al. (2002) | 143.5513
7316.4291 | Tokimatsu et al. (2002) | 143.5513
7580.496 | Tokimatsu et al. (2002) | 143.5513
7639.0398 | Tokimatsu et al. (2002) | 143.5513
7742.7105 | Tokimatsu et al. (2002) | 143.5513
7839.37 | Tokimatsu et al. (2002) | 143.5513
8029.4225 | Tokimatsu et al. (2002) | 143.5513
8071.7179 | Tokimatsu et al. (2002) | 143.5513
8351.4375 | Tokimatsu et al. (2002) | 143.5513
8759.5492 | Tokimatsu et al. (2002) | 143.5513
9291.7783 | Tokimatsu et al. (2002) | 143.5513
11199.1 | Tokimatsu et al. (2002) | 143.5513
11439.2967 | Tokimatsu et al. (2002) | 143.5513
11948.0391 | Tokimatsu et al. (2002) | 143.5513
13670.0667 | Tokimatsu et al. (2002) | 143.5513
16144.4236 | Tokimatsu et al. (2002) | 143.5513
185.8865 | Tokimatsu et al. (2003) | 97.286
185.8865 | Tokimatsu et al. (2003) | 180.674
205.4535 | Tokimatsu et al. (2003) | 97.286
205.4535 | Tokimatsu et al. (2003) | 180.674
239.0912 | Tokimatsu et al. (2003) | 97.286
239.0912 | Tokimatsu et al. (2003) | 180.674
332.5291 | Tokimatsu et al. (2003) | 97.286
332.5291 | Tokimatsu et al. (2003) | 180.674
354.524 | Tokimatsu et al. (2003) | 97.286
354.524 | Tokimatsu et al. (2003) | 180.674
1062.4881 | Tokimatsu et al. (2003) | 97.286
1062.4881 | Tokimatsu et al. (2003) | 180.674
2056.1081 | Tokimatsu et al. (2003) | 97.286
2056.1081 | Tokimatsu et al. (2003) | 180.674
2223.824 | Tokimatsu et al. (2003) | 97.286
2223.824 | Tokimatsu et al. (2003) | 180.674
2414.316 | Tokimatsu et al. (2003) | 97.286
2414.316 | Tokimatsu et al. (2003) | 180.674
2821.9566 | Tokimatsu et al. (2003) | 97.286
2821.9566 | Tokimatsu et al. (2003) | 180.674
3221.799 | Tokimatsu et al. (2003) | 97.286
3221.799 | Tokimatsu et al. (2003) | 180.674
3478.3431 | Tokimatsu et al. (2003) | 97.286
3478.3431 | Tokimatsu et al. (2003) | 180.674
3704.4354 | Tokimatsu et al. (2003) | 97.286
3704.4354 | Tokimatsu et al. (2003) | 180.674
3951.3978 | Tokimatsu et al. (2003) | 97.286
3951.3978 | Tokimatsu et al. (2003) | 180.674
4186.854 | Tokimatsu et al. (2003) | 97.286
4186.854 | Tokimatsu et al. (2003) | 180.674
4229.9103 | Tokimatsu et al. (2003) | 97.286
4229.9103 | Tokimatsu et al. (2003) | 180.674
4258.1196 | Tokimatsu et al. (2003) | 97.286
4258.1196 | Tokimatsu et al. (2003) | 180.674
4379.865 | Tokimatsu et al. (2003) | 97.286
4379.865 | Tokimatsu et al. (2003) | 180.674
4397.4881 | Tokimatsu et al. (2003) | 97.286
4397.4881 | Tokimatsu et al. (2003) | 180.674
4418.3381 | Tokimatsu et al. (2003) | 97.286
4418.3381 | Tokimatsu et al. (2003) | 180.674
4463.3824 | Tokimatsu et al. (2003) | 97.286
4463.3824 | Tokimatsu et al. (2003) | 180.674
4917.8393 | Tokimatsu et al. (2003) | 97.286
4917.8393 | Tokimatsu et al. (2003) | 180.674
4939.2473 | Tokimatsu et al. (2003) | 97.286
4939.2473 | Tokimatsu et al. (2003) | 180.674
4978.0347 | Tokimatsu et al. (2003) | 97.286
4978.0347 | Tokimatsu et al. (2003) | 180.674
5560.2892 | Tokimatsu et al. (2003) | 97.286
5560.2892 | Tokimatsu et al. (2003) | 180.674
5599.55 | Tokimatsu et al. (2003) | 97.286
5599.55 | Tokimatsu et al. (2003) | 180.674
5663.3409 | Tokimatsu et al. (2003) | 97.286
5663.3409 | Tokimatsu et al. (2003) | 180.674
5849.718 | Tokimatsu et al. (2003) | 97.286
5849.718 | Tokimatsu et al. (2003) | 180.674
6057.4176 | Tokimatsu et al. (2003) | 97.286
6057.4176 | Tokimatsu et al. (2003) | 180.674
6168.9285 | Tokimatsu et al. (2003) | 97.286
6168.9285 | Tokimatsu et al. (2003) | 180.674
6327.9462 | Tokimatsu et al. (2003) | 97.286
6327.9462 | Tokimatsu et al. (2003) | 180.674
6513.5063 | Tokimatsu et al. (2003) | 97.286
6513.5063 | Tokimatsu et al. (2003) | 180.674
6672.347 | Tokimatsu et al. (2003) | 97.286
6672.347 | Tokimatsu et al. (2003) | 180.674
7131.2852 | Tokimatsu et al. (2003) | 97.286
7131.2852 | Tokimatsu et al. (2003) | 180.674
7189.4838 | Tokimatsu et al. (2003) | 97.286
7189.4838 | Tokimatsu et al. (2003) | 180.674
7316.4291 | Tokimatsu et al. (2003) | 97.286
7316.4291 | Tokimatsu et al. (2003) | 180.674
7580.496 | Tokimatsu et al. (2003) | 97.286
7580.496 | Tokimatsu et al. (2003) | 180.674
7639.0398 | Tokimatsu et al. (2003) | 97.286
7639.0398 | Tokimatsu et al. (2003) | 180.674
7742.7105 | Tokimatsu et al. (2003) | 97.286
7742.7105 | Tokimatsu et al. (2003) | 180.674
7839.37 | Tokimatsu et al. (2003) | 97.286
7839.37 | Tokimatsu et al. (2003) | 180.674
8029.4225 | Tokimatsu et al. (2003) | 97.286
8029.4225 | Tokimatsu et al. (2003) | 180.674
8071.7179 | Tokimatsu et al. (2003) | 97.286
8071.7179 | Tokimatsu et al. (2003) | 180.674
8351.4375 | Tokimatsu et al. (2003) | 97.286
8351.4375 | Tokimatsu et al. (2003) | 180.674
8759.5492 | Tokimatsu et al. (2003) | 97.286
8759.5492 | Tokimatsu et al. (2003) | 180.674
9291.7783 | Tokimatsu et al. (2003) | 97.286
9291.7783 | Tokimatsu et al. (2003) | 180.674
11199.1 | Tokimatsu et al. (2003) | 97.286
11199.1 | Tokimatsu et al. (2003) | 180.674
11439.2967 | Tokimatsu et al. (2003) | 97.286
11439.2967 | Tokimatsu et al. (2003) | 180.674
11948.0391 | Tokimatsu et al. (2003) | 97.286
11948.0391 | Tokimatsu et al. (2003) | 180.674
13670.0667 | Tokimatsu et al. (2003) | 97.286
13670.0667 | Tokimatsu et al. (2003) | 180.674
16144.4236 | Tokimatsu et al. (2003) | 97.286
16144.4236 | Tokimatsu et al. (2003) | 180.674